## FULL Price Book Feb-2021
NEW PRICE LIST EFFECTIVE FROM 1ST FEB 2021
Reference | Description | Unit Price List 2021 [VND with VAT] | Column1 | % increase in price | PMs in charge | Note | Product Group Description
ABL2K01 | Corner bracket for ABL2_K panel install | 16500 | 15000 | #REF! | George | In Price Book | 3.6 IDSIG,IDMST: EASY LINE RELAYS, SIGN, POWER SUPPLIES, ACCESSORIES
ABL2K02 | Option for ABL2_K 35mm DIN rail Install | 34100 | 31000 | #REF! | George | In Price Book | 3.6 IDSIG,IDMST: EASY LINE RELAYS, SIGN, POWER SUPPLIES, ACCESSORIES
ABL2K03A | Option for ABL2_K small L type Install | 125400 | 114000 | #REF! | George | In Price Book | 3.6 IDSIG,IDMST: EASY LINE RELAYS, SIGN, POWER SUPPLIES, ACCESSORIES
ABL2K03B | Option for ABL2_K big L type Install | 170500 | 155000 | #REF! | George | In Price Book | 3.6 IDSIG,IDMST: EASY LINE RELAYS, SIGN, POWER SUPPLIES, ACCESSORIES
ABL2REM24015K | ABL2, Phaseo Easy Power Supply,DC24V output,35W | 453200 | 412000 | #REF! | George | In Price Book | 3.6 IDSIG,IDMST: EASY LINE RELAYS, SIGN, POWER SUPPLIES, ACCESSORIES
ABL2REM24020K | ABL2, Phaseo Easy Power Supply,DC24V output,50W | 487300 | 443000 | #REF! | George | In Price Book | 3.6 IDSIG,IDMST: EASY LINE RELAYS, SIGN, POWER SUPPLIES, ACCESSORIES
ABL2REM24045K | ABL2, Phaseo Easy Power Supply,DC24V output,100W | 657800 | 598000 | #REF! | George | In Price Book | 3.6 IDSIG,IDMST: EASY LINE RELAYS, SIGN, POWER SUPPLIES, ACCESSORIES
ABL2REM24065K | ABL2, Phaseo Easy Power Supply,DC24V output,150W | 929500 | 845000 | #REF! | George | In Price Book | 3.6 IDSIG,IDMST: EASY LINE RELAYS, SIGN, POWER SUPPLIES, ACCESSORIES
ABL2REM24085K | ABL2, Phaseo Easy Power Supply,DC24V output,200W | 1179200 | 1072000 | #REF! | George | In Price Book | 3.6 IDSIG,IDMST: EASY LINE RELAYS, SIGN, POWER SUPPLIES, ACCESSORIES
ABL2REM24100K | ABL2, Phaseo Easy Power Supply,DC24V output,250W | 1292500 | 1175000 | #REF! | George | In Price Book | 3.6 IDSIG,IDMST: EASY LINE RELAYS, SIGN, POWER SUPPLIES, ACCESSORIES
ABL2REM24150K | ABL2, Phaseo Easy Power Supply,DC24V output,350W | 1452000 | 1320000 | #REF! | George | In Price Book | 3.6 IDSIG,IDMST: EASY LINE RELAYS, SIGN, POWER SUPPLIES, ACCESSORIES
ATS01N103FT | SOFT STARTER 3A 110 480V | 4588100 | 4171000 | #REF! | George | In Price Book | 3.3 IDVSD: SOFTSTARTER (ATS01)
ATS01N106FT | SOFTSTARTER 6A 110 480V | 5267900 | 4789000 | #REF! | George | In Price Book | 3.3 IDVSD: SOFTSTARTER (ATS01)
ATS01N109FT | SOFTSTARTER 9A 110 480V | 6004900 | 5459000 | #REF! | George | In Price Book | 3.3 IDVSD: SOFTSTARTER (ATS01)
ATS01N112FT | SOFTSTARTER 12A 110 480V | 7194000 | 6540000 | #REF! | George | In Price Book | 3.3 IDVSD: SOFTSTARTER (ATS01)
ATS01N125FT | SOFTSTARTER 25A 110 480V | 9471000 | 8610000 | #REF! | George | In Price Book | 3.3 IDVSD: SOFTSTARTER (ATS01)
ATS01N206LU | SOFTSTARTER.6A 200 240V | 5165600 | 4696000 | #REF! | George | In Price Book | 3.3 IDVSD: SOFTSTARTER (ATS01)
ATS01N206QN | SOFTSTARTER.6A 380 415V | 5157900 | 4689000 | #REF! | George | In Price Book | 3.3 IDVSD: SOFTSTARTER (ATS01)
ATS01N206RT | SOFTSTARTER.6A 440 480V | 5236000 | 4760000 | #REF! | George | In Price Book | 3.3 IDVSD: SOFTSTARTER (ATS01)
ATS01N209LU | SOFTSTARTER.9A 200 240V | 5986200 | 5442000 | #REF! | George | In Price Book | 3.3 IDVSD: SOFTSTARTER (ATS01)
ATS01N209QN | SOFTSTARTER.9A 380 415V | 5970800 | 5428000 | #REF! | George | In Price Book | 3.3 IDVSD: SOFTSTARTER (ATS01)
ATS01N209RT | SOFTSTARTER.9A 440 480V | 5986200 | 5442000 | #REF! | George | In Price Book | 3.3 IDVSD: SOFTSTARTER (ATS01)
ATS01N212LU | SOFTSTARTER.12A 200 240V | 6751800 | 6138000 | #REF! | George | In Price Book | 3.3 IDVSD: SOFTSTARTER (ATS01)
ATS01N212QN | SOFTSTARTER.12A 380 415V | 6740800 | 6128000 | #REF! | George | In Price Book | 3.3 IDVSD: SOFTSTARTER (ATS01)
ATS01N212RT | SOFTSTARTER.12A 440 480V | 6751800 | 6138000 | #REF! | George | In Price Book | 3.3 IDVSD: SOFTSTARTER (ATS01)
ATS01N222LU | SOFTSTARTER.22A 200 240V | 8269800 | 7518000 | #REF! | George | In Price Book | 3.3 IDVSD: SOFTSTARTER (ATS01)
ATS01N222QN | SOFTSTARTER.22A 380 415V | 7998100 | 7271000 | #REF! | George | In Price Book | 3.3 IDVSD: SOFTSTARTER (ATS01)
ATS01N222RT | SOFTSTARTER.22A 440 480V | 8157600 | 7416000 | #REF! | George | In Price Book | 3.3 IDVSD: SOFTSTARTER (ATS01)
ATS01N232LU | SOFTSTARTER.32A 200 240V | 10656800 | 9688000 | #REF! | George | In Price Book | 3.3 IDVSD: SOFTSTARTER (ATS01)
ATS01N232QN | SOFTSTARTER.32A 380 415V | 10524800 | 9568000 | #REF! | George | In Price Book | 3.3 IDVSD: SOFTSTARTER (ATS01)
ATS01N232RT | SOFTSTARTER.32A 440 480V | 10729400 | 9754000 | #REF! | George | In Price Book | 3.3 IDVSD: SOFTSTARTER (ATS01)
ATS22C11Q | Softstarter ALTISTART 110A 400V | 41107000 | 37370000 | #REF! | George | In Price Book | 5.6 IDVSD: SOFTSTARTER (ATS22)
ATS22C14Q | Softstarter ALTISTART 140A 400V | 46355100 | 42141000 | #REF! | George | In Price Book | 5.6 IDVSD: SOFTSTARTER (ATS22)
ATS22C17Q | Softstarter ALTISTART 170A 400V | 48356000 | 43960000 | #REF! | George | In Price Book | 5.6 IDVSD: SOFTSTARTER (ATS22)
ATS22C21Q | Softstarter ALTISTART 210A 400V | 65661200 | 59692000 | #REF! | George | In Price Book | 5.6 IDVSD: SOFTSTARTER (ATS22)
ATS22C25Q | Softstarter ALTISTART 250A 400V | 74806600 | 68006000 | #REF! | George | In Price Book | 5.6 IDVSD: SOFTSTARTER (ATS22)
ATS22C32Q | Softstarter ALTISTART 320A 400V | 86982500 | 79075000 | #REF! | George | In Price Book | 5.6 IDVSD: SOFTSTARTER (ATS22)
ATS22C41Q | Softstarter ALTISTART 410A 400V | 110105600 | 100096000 | #REF! | George | In Price Book | 5.6 IDVSD: SOFTSTARTER (ATS22)
ATS22C48Q | Softstarter ALTISTART 480A 400V | 127804600 | 116186000 | #REF! | George | In Price Book | 5.6 IDVSD: SOFTSTARTER (ATS22)
ATS22C59Q | Softstarter ALTISTART 590A 400V | 139308400 | 126644000 | #REF! | George | In Price Book | 5.6 IDVSD: SOFTSTARTER (ATS22)
ATS22D17Q | Softstarter ALTISTART 17A 400V | 17822200 | 16202000 | #REF! | George | In Price Book | 5.6 IDVSD: SOFTSTARTER (ATS22)
ATS22D32Q | Softstarter ALTISTART 32A 400V | 20167400 | 18334000 | #REF! | George | In Price Book | 5.6 IDVSD: SOFTSTARTER (ATS22)
ATS22D47Q | Softstarter ALTISTART 47A 400V | 23215500 | 21105000 | #REF! | George | In Price Book | 5.6 IDVSD: SOFTSTARTER (ATS22)
ATS22D62Q | Softstarter ALTISTART 62A 400V | 25960000 | 23600000 | #REF! | George | In Price Book | 5.6 IDVSD: SOFTSTARTER (ATS22)
ATS22D75Q | Softstarter ALTISTART 75A 400V | 28248000 | 25680000 | #REF! | George | In Price Book | 5.6 IDVSD: SOFTSTARTER (ATS22)
ATS22D88Q | Softstarter ALTISTART 88A 400V | 30903400 | 28094000 | #REF! | George | In Price Book | 5.6 IDVSD: SOFTSTARTER (ATS22)
ATS48C11Q | ALTISTART 110A 400V ATS48C11Q | 42781200 | 38892000 | #REF! | George | In Price Book | 5.2 IDVSD: ALTIVAR MACHINE (ATV12, ATV320), SOFTSTARTER (ATS48), ACCESSORIES
ATS48C14Q | ALTISTART 140A 400V ATS48C14Q | 53233400 | 48394000 | #REF! | George | In Price Book | 5.2 IDVSD: ALTIVAR MACHINE (ATV12, ATV320), SOFTSTARTER (ATS48), ACCESSORIES
ATS48C17Q | ALTISTART 170A 400V ATS48C17Q | 60051200 | 54592000 | #REF! | George | In Price Book | 5.2 IDVSD: ALTIVAR MACHINE (ATV12, ATV320), SOFTSTARTER (ATS48), ACCESSORIES
ATS48C21Q | ALTISTART 210A 400V ATS48C21Q | 70066700 | 63697000 | #REF! | George | In Price Book | 5.2 IDVSD: ALTIVAR MACHINE (ATV12, ATV320), SOFTSTARTER (ATS48), ACCESSORIES
ATS48C25Q | ALTISTART 250A 400V ATS48C25Q | 80566200 | 73242000 | #REF! | George | In Price Book | 5.2 IDVSD: ALTIVAR MACHINE (ATV12, ATV320), SOFTSTARTER (ATS48), ACCESSORIES
ATS48C32Q | ALTISTART 320A 400V ATS48C32Q | 92691500 | 84265000 | #REF! | George | In Price Book | 5.2 IDVSD: ALTIVAR MACHINE (ATV12, ATV320), SOFTSTARTER (ATS48), ACCESSORIES
ATS48C41Q | ALTISTART 410A 400V ATS48C41Q | 119551300 | 108683000 | #REF! | George | In Price Book | 5.2 IDVSD: ALTIVAR MACHINE (ATV12, ATV320), SOFTSTARTER (ATS48), ACCESSORIES
ATS48C48Q | ALTISTART 480A 400V ATS48C48Q | 140954000 | 128140000 | #REF! | George | In Price Book | 5.2 IDVSD: ALTIVAR MACHINE (ATV12, ATV320), SOFTSTARTER (ATS48), ACCESSORIES
ATS48C59Q | ALTISTART 590A 400V ATS48C59Q | 151202700 | 137457000 | #REF! | George | In Price Book | 5.2 IDVSD: ALTIVAR MACHINE (ATV12, ATV320), SOFTSTARTER (ATS48), ACCESSORIES
ATS48C66Q | ALTISTART 660A 400V ATS48C66Q | 166358500 | 151235000 | #REF! | George | In Price Book | 5.2 IDVSD: ALTIVAR MACHINE (ATV12, ATV320), SOFTSTARTER (ATS48), ACCESSORIES
ATS48C79Q | ALTISTART 790A 400V ATS48C79Q | 250941900 | 228129000 | #REF! | George | In Price Book | 5.2 IDVSD: ALTIVAR MACHINE (ATV12, ATV320), SOFTSTARTER (ATS48), ACCESSORIES
ATS48D17Q | ALTISTART 17A 400V ATS48D17Q | 20917600 | 19016000 | #REF! | George | In Price Book | 5.2 IDVSD: ALTIVAR MACHINE (ATV12, ATV320), SOFTSTARTER (ATS48), ACCESSORIES
ATS48D22Q | ALTISTART 22A 400V ATS48D22Q | 22463100 | 20421000 | #REF! | George | In Price Book | 5.2 IDVSD: ALTIVAR MACHINE (ATV12, ATV320), SOFTSTARTER (ATS48), ACCESSORIES
ATS48D32Q | ALTISTART 32A 400V ATS48D32Q | 23524600 | 21386000 | #REF! | George | In Price Book | 5.2 IDVSD: ALTIVAR MACHINE (ATV12, ATV320), SOFTSTARTER (ATS48), ACCESSORIES
ATS48D38Q | ALTISTART 38A 400V ATS48D38Q | 24482700 | 22257000 | #REF! | George | In Price Book | 5.2 IDVSD: ALTIVAR MACHINE (ATV12, ATV320), SOFTSTARTER (ATS48), ACCESSORIES
ATS48D47Q | ALTISTART 47A 400V ATS48D47Q | 26577100 | 24161000 | #REF! | George | In Price Book | 5.2 IDVSD: ALTIVAR MACHINE (ATV12, ATV320), SOFTSTARTER (ATS48), ACCESSORIES
ATS48D62Q | ALTISTART 62A 400V ATS48D62Q | 29704400 | 27004000 | #REF! | George | In Price Book | 5.2 IDVSD: ALTIVAR MACHINE (ATV12, ATV320), SOFTSTARTER (ATS48), ACCESSORIES
ATS48D75Q | ALTISTART 75A 400V ATS48D75Q | 31176200 | 28342000 | #REF! | George | In Price Book | 5.2 IDVSD: ALTIVAR MACHINE (ATV12, ATV320), SOFTSTARTER (ATS48), ACCESSORIES
ATS48D88Q | ALTISTART 88A 400V ATS48D88Q | 33371800 | 30338000 | #REF! | George | In Price Book | 5.2 IDVSD: ALTIVAR MACHINE (ATV12, ATV320), SOFTSTARTER (ATS48), ACCESSORIES
ATS48M10Q | ALTISTART 1000A 400V | 295901100 | 269001000 | #REF! | George | In Price Book | 5.2 IDVSD: ALTIVAR MACHINE (ATV12, ATV320), SOFTSTARTER (ATS48), ACCESSORIES
ATS48M12Q | ALTISTART 1200A 400V | 324663900 | 295149000 | #REF! | George | In Price Book | 5.2 IDVSD: ALTIVAR MACHINE (ATV12, ATV320), SOFTSTARTER (ATS48), ACCESSORIES
ATV12H018F1 | ATV12 0.18KW 120V 1PH HEAT SINK TB | 8023400 | 7294000 | #REF! | George | In Price Book | 5.2 IDVSD: ALTIVAR MACHINE (ATV12, ATV320), SOFTSTARTER (ATS48), ACCESSORIES
ATV12H018M2 | ATV12 0.18KW 240V 1PH HEAT SINK TB | 4315300 | 3923000 | #REF! | George | In Price Book | 5.2 IDVSD: ALTIVAR MACHINE (ATV12, ATV320), SOFTSTARTER (ATS48), ACCESSORIES
ATV12H018M3 | ATV12 0.18KW 240V 3PH HEAT SINK TB | 5052300 | 4593000 | #REF! | George | In Price Book | 5.2 IDVSD: ALTIVAR MACHINE (ATV12, ATV320), SOFTSTARTER (ATS48), ACCESSORIES
ATV12H037F1 | ATV12 0.37KW 120V 1PH HEAT SINK TB | 8743900 | 7949000 | #REF! | George | In Price Book | 5.2 IDVSD: ALTIVAR MACHINE (ATV12, ATV320), SOFTSTARTER (ATS48), ACCESSORIES
ATV12H037M2 | ATV12 0.37KW 240V 1PH HEAT SINK TB | 4428600 | 4026000 | #REF! | George | In Price Book | 5.2 IDVSD: ALTIVAR MACHINE (ATV12, ATV320), SOFTSTARTER (ATS48), ACCESSORIES
ATV12H037M3 | ATV12 0.37KW 240V 3PH HEAT SINK TB | 5571500 | 5065000 | #REF! | George | In Price Book | 5.2 IDVSD: ALTIVAR MACHINE (ATV12, ATV320), SOFTSTARTER (ATS48), ACCESSORIES
ATV12H055M2 | ATV12 0.55KW 240V 1PH HEAT SINK TB | 4985200 | 4532000 | #REF! | George | In Price Book | 5.2 IDVSD: ALTIVAR MACHINE (ATV12, ATV320), SOFTSTARTER (ATS48), ACCESSORIES
ATV12H075F1 | ATV12 0.75KW 120V 1PH HEAT SINK TB | 13503600 | 12276000 | #REF! | George | In Price Book | 5.2 IDVSD: ALTIVAR MACHINE (ATV12, ATV320), SOFTSTARTER (ATS48), ACCESSORIES
ATV12H075M2 | ATV12 0.75KW 240V 1PH HEAT SINK TB | 5130400 | 4664000 | #REF! | George | In Price Book | 5.2 IDVSD: ALTIVAR MACHINE (ATV12, ATV320), SOFTSTARTER (ATS48), ACCESSORIES
ATV12H075M3 | ATV12 0.75KW 240V 3PH HEAT SINK T | 6296400 | 5724000 | #REF! | George | In Price Book | 5.2 IDVSD: ALTIVAR MACHINE (ATV12, ATV320), SOFTSTARTER (ATS48), ACCESSORIES
ATV12HU15M2 | ATV12 1.5KW 240V 1PH HEAT SINK TB | 7236900 | 6579000 | #REF! | George | In Price Book | 5.2 IDVSD: ALTIVAR MACHINE (ATV12, ATV320), SOFTSTARTER (ATS48), ACCESSORIES
ATV12HU15M3 | ATV12 1.5KW 240V 3PH HEAT SINK TB | 8428200 | 7662000 | #REF! | George | In Price Book | 5.2 IDVSD: ALTIVAR MACHINE (ATV12, ATV320), SOFTSTARTER (ATS48), ACCESSORIES
ATV12HU22M2 | ATV12 2.2KW 240V 1PH HEAT SINK TB | 8648200 | 7862000 | #REF! | George | In Price Book | 5.2 IDVSD: ALTIVAR MACHINE (ATV12, ATV320), SOFTSTARTER (ATS48), ACCESSORIES
ATV12HU22M3 | ATV12 2.2KW 240V 3PH HEAT SINK TB | 10667800 | 9698000 | #REF! | George | In Price Book | 5.2 IDVSD: ALTIVAR MACHINE (ATV12, ATV320), SOFTSTARTER (ATS48), ACCESSORIES
ATV12HU30M3 | ATV12 3KW 240V 3PH HEAT SINK TB | 11804100 | 10731000 | #REF! | George | In Price Book | 5.2 IDVSD: ALTIVAR MACHINE (ATV12, ATV320), SOFTSTARTER (ATS48), ACCESSORIES
ATV12HU40M3 | ATV12 4KW 240V 3PH HEAT SINK TB | 12524600 | 11386000 | #REF! | George | In Price Book | 5.2 IDVSD: ALTIVAR MACHINE (ATV12, ATV320), SOFTSTARTER (ATS48), ACCESSORIES
ATV310H037N4E | ATV310E 0.37kW 3 Phase 380V | 6762800 | 6148000 | #REF! | George | In Price Book | 5.2 IDVSD: ALTIVAR MACHINE (ATV12, ATV320), SOFTSTARTER (ATS48), ACCESSORIES
ATV310H075N4E | ATV310E 0.75kW 3 Phase 380V | 7221500 | 6565000 | #REF! | George | In Price Book | 5.2 IDVSD: ALTIVAR MACHINE (ATV12, ATV320), SOFTSTARTER (ATS48), ACCESSORIES
ATV310HD11N4E | ATV310E 11kW 3 Phase 380V | 20592000 | 18720000 | #REF! | George | In Price Book | 5.2 IDVSD: ALTIVAR MACHINE (ATV12, ATV320), SOFTSTARTER (ATS48), ACCESSORIES
ATV310HU15N4E | ATV310E 1.5kW 3 Phase 380V | 7514100 | 6831000 | #REF! | George | In Price Book | 5.2 IDVSD: ALTIVAR MACHINE (ATV12, ATV320), SOFTSTARTER (ATS48), ACCESSORIES
ATV310HU22N4E | ATV310E 2.2kW 3 Phase 380V | 8617400 | 7834000 | #REF! | George | In Price Book | 5.2 IDVSD: ALTIVAR MACHINE (ATV12, ATV320), SOFTSTARTER (ATS48), ACCESSORIES
ATV310HU30N4E | ATV310E 3kW 3 Phase 380V | 9953900 | 9049000 | #REF! | George | In Price Book | 5.2 IDVSD: ALTIVAR MACHINE (ATV12, ATV320), SOFTSTARTER (ATS48), ACCESSORIES
ATV310HU40N4E | ATV310E 4kW 3 Phase 380V | 10698600 | 9726000 | #REF! | George | In Price Book | 5.2 IDVSD: ALTIVAR MACHINE (ATV12, ATV320), SOFTSTARTER (ATS48), ACCESSORIES
ATV310HU55N4E | ATV310E 5.5kW 3 Phase 380V | 13575100 | 12341000 | #REF! | George | In Price Book | 5.2 IDVSD: ALTIVAR MACHINE (ATV12, ATV320), SOFTSTARTER (ATS48), ACCESSORIES
ATV310HU75N4E | ATV310E 7.5kW 3 Phase 380V | 16328400 | 14844000 | #REF! | George | In Price Book | 5.2 IDVSD: ALTIVAR MACHINE (ATV12, ATV320), SOFTSTARTER (ATS48), ACCESSORIES
ATV320D11M3C | ATV320 11KW 200V 3PH COMPACT CONTROL | 31046400 | 28224000 | #REF! | George | In Price Book | 5.2 IDVSD: ALTIVAR MACHINE (ATV12, ATV320), SOFTSTARTER (ATS48), ACCESSORIES
ATV320D11N4B | ATV320 11KW 400V 3PH BOOK CONTROL | 23063700 | 20967000 | #REF! | George | In Price Book | 5.2 IDVSD: ALTIVAR MACHINE (ATV12, ATV320), SOFTSTARTER (ATS48), ACCESSORIES
ATV320D11N4C | ATV320 11kW 400V 3PH COMPACT | 18961800 | 17238000 | #REF! | George | In Price Book | 5.2 IDVSD: ALTIVAR MACHINE (ATV12, ATV320), SOFTSTARTER (ATS48), ACCESSORIES
ATV320D15M3C | ATV320 15KW 200V 3PH COMPACT CONTROL | 35148300 | 31953000 | #REF! | George | In Price Book | 5.2 IDVSD: ALTIVAR MACHINE (ATV12, ATV320), SOFTSTARTER (ATS48), ACCESSORIES
ATV320D15N4B | ATV320 15KW 400V 3PH BOOK CONTROL | 27517600 | 25016000 | #REF! | George | In Price Book | 5.2 IDVSD: ALTIVAR MACHINE (ATV12, ATV320), SOFTSTARTER (ATS48), ACCESSORIES
ATV320D15N4C | ATV320 15kW 400V 3PH COMPACT | 23710500 | 21555000 | #REF! | George | In Price Book | 5.2 IDVSD: ALTIVAR MACHINE (ATV12, ATV320), SOFTSTARTER (ATS48), ACCESSORIES
ATV320U02M2B | ATV320 0,18KW 200V 1PH BOOK CONTROL | 6875000 | 6250000 | #REF! | George | In Price Book | 5.2 IDVSD: ALTIVAR MACHINE (ATV12, ATV320), SOFTSTARTER (ATS48), ACCESSORIES
ATV320U02M2C | ATV320 0,18KW 200V 1PH COMPACT CONTROL | 5435100 | 4941000 | #REF! | George | In Price Book | 5.2 IDVSD: ALTIVAR MACHINE (ATV12, ATV320), SOFTSTARTER (ATS48), ACCESSORIES
ATV320U02M2WS | ATV320 IP66 / 1ph / 200V / 0,18 kW / With vario | 19973800 | 18158000 | #REF! | George | In Price Book | 5.2 IDVSD: ALTIVAR MACHINE (ATV12, ATV320), SOFTSTARTER (ATS48), ACCESSORIES
ATV320U02M3C | ATV320 0,18KW 200V 3PH COMPACT CONTROL | 7207200 | 6552000 | #REF! | George | In Price Book | 5.2 IDVSD: ALTIVAR MACHINE (ATV12, ATV320), SOFTSTARTER (ATS48), ACCESSORIES
ATV320U04M2B | ATV320 0,37KW 200V 1PH BOOK CONTROL | 7207200 | 6552000 | #REF! | George | In Price Book | 5.2 IDVSD: ALTIVAR MACHINE (ATV12, ATV320), SOFTSTARTER (ATS48), ACCESSORIES
ATV320U04M2C | ATV320 0,37KW 200V 1PH COMPACT CONTROL | 5571500 | 5065000 | #REF! | George | In Price Book | 5.2 IDVSD: ALTIVAR MACHINE (ATV12, ATV320), SOFTSTARTER (ATS48), ACCESSORIES
ATV320U04M2WS | ATV320 IP66 / 1ph / 200V / 0,37 kW / With vario | 20986900 | 19079000 | #REF! | George | In Price Book | 5.2 IDVSD: ALTIVAR MACHINE (ATV12, ATV320), SOFTSTARTER (ATS48), ACCESSORIES
ATV320U04M3C | ATV320 0,37KW 200V 3PH COMPACT CONTROL | 7429400 | 6754000 | #REF! | George | In Price Book | 5.2 IDVSD: ALTIVAR MACHINE (ATV12, ATV320), SOFTSTARTER (ATS48), ACCESSORIES
ATV320U04N4B | ATV320 0,37KW 400V 3PH BOOK CONTROL | 8434800 | 7668000 | #REF! | George | In Price Book | 5.2 IDVSD: ALTIVAR MACHINE (ATV12, ATV320), SOFTSTARTER (ATS48), ACCESSORIES
ATV320U04N4C | ATV320 0,37KW 400V 3PH COMPACT CONTROL | 6199600 | 5636000 | #REF! | George | In Price Book | 5.2 IDVSD: ALTIVAR MACHINE (ATV12, ATV320), SOFTSTARTER (ATS48), ACCESSORIES
ATV320U04N4WS | ATV320 IP66 / 3ph / 380V / 0,37 kW / With vario | 22921800 | 20838000 | #REF! | George | In Price Book | 5.2 IDVSD: ALTIVAR MACHINE (ATV12, ATV320), SOFTSTARTER (ATS48), ACCESSORIES
ATV320U06M2B | ATV320 0,55KW 200V 1PH BOOK CONTROL | 7539400 | 6854000 | #REF! | George | In Price Book | 5.2 IDVSD: ALTIVAR MACHINE (ATV12, ATV320), SOFTSTARTER (ATS48), ACCESSORIES
ATV320U06M2C | ATV320 0,55KW 200V 1PH COMPACT CONTROL | 6279900 | 5709000 | #REF! | George | In Price Book | 5.2 IDVSD: ALTIVAR MACHINE (ATV12, ATV320), SOFTSTARTER (ATS48), ACCESSORIES
ATV320U06M2WS | ATV320 IP66 / 1ph / 200V / 0,55 kW / With vario | 22686400 | 20624000 | #REF! | George | In Price Book | 5.2 IDVSD: ALTIVAR MACHINE (ATV12, ATV320), SOFTSTARTER (ATS48), ACCESSORIES
ATV320U06M3C | ATV320 0,55KW 200V 3PH COMPACT CONTROL | 7983800 | 7258000 | #REF! | George | In Price Book | 5.2 IDVSD: ALTIVAR MACHINE (ATV12, ATV320), SOFTSTARTER (ATS48), ACCESSORIES
ATV320U06N4B | ATV320 0,55KW 400V 3PH BOOK CONTROL | 8792300 | 7993000 | #REF! | George | In Price Book | 5.2 IDVSD: ALTIVAR MACHINE (ATV12, ATV320), SOFTSTARTER (ATS48), ACCESSORIES
ATV320U06N4C | ATV320 0,55KW 400V 3PH COMPACT CONTROL | 6233700 | 5667000 | #REF! | George | In Price Book | 5.2 IDVSD: ALTIVAR MACHINE (ATV12, ATV320), SOFTSTARTER (ATS48), ACCESSORIES
ATV320U06N4WS | ATV320 IP66 / 3ph / 380V / 0,55 kW / With vario | 23609300 | 21463000 | #REF! | George | In Price Book | 5.2 IDVSD: ALTIVAR MACHINE (ATV12, ATV320), SOFTSTARTER (ATS48), ACCESSORIES
ATV320U07M2B | ATV320 0,75KW 200V 1PH BOOK CONTROL | 8316000 | 7560000 | #REF! | George | In Price Book | 5.2 IDVSD: ALTIVAR MACHINE (ATV12, ATV320), SOFTSTARTER (ATS48), ACCESSORIES
ATV320U07M2C | ATV320 0,75KW 200V 1PH COMPACT CONTROL | 6919000 | 6290000 | #REF! | George | In Price Book | 5.2 IDVSD: ALTIVAR MACHINE (ATV12, ATV320), SOFTSTARTER (ATS48), ACCESSORIES
ATV320U07M2WS | ATV320 IP66 / 1ph / 200V / 0,75 kW / With vario | 23057100 | 20961000 | #REF! | George | In Price Book | 5.2 IDVSD: ALTIVAR MACHINE (ATV12, ATV320), SOFTSTARTER (ATS48), ACCESSORIES
ATV320U07M3C | ATV320 0,75KW 200V 3PH COMPACT CONTROL | 8538200 | 7762000 | #REF! | George | In Price Book | 5.2 IDVSD: ALTIVAR MACHINE (ATV12, ATV320), SOFTSTARTER (ATS48), ACCESSORIES
ATV320U07N4B | ATV320 0,75KW 400V 3PH BOOK CONTROL | 9043100 | 8221000 | #REF! | George | In Price Book | 5.2 IDVSD: ALTIVAR MACHINE (ATV12, ATV320), SOFTSTARTER (ATS48), ACCESSORIES
ATV320U07N4C | ATV320 0,75KW 400V 3PH COMPACT CONTROL | 6451500 | 5865000 | #REF! | George | In Price Book | 5.2 IDVSD: ALTIVAR MACHINE (ATV12, ATV320), SOFTSTARTER (ATS48), ACCESSORIES
ATV320U07N4WS | ATV320 IP66 / 3ph / 380V / 0,75 kW / With vario | 24283600 | 22076000 | #REF! | George | In Price Book | 5.2 IDVSD: ALTIVAR MACHINE (ATV12, ATV320), SOFTSTARTER (ATS48), ACCESSORIES
ATV320U11M2B | ATV320 1,1KW 200V 1PH BOOK CONTROL | 9313700 | 8467000 | #REF! | George | In Price Book | 5.2 IDVSD: ALTIVAR MACHINE (ATV12, ATV320), SOFTSTARTER (ATS48), ACCESSORIES
ATV320U11M2C | ATV320 1,1KW 200V 1PH COMPACT CONTROL | 7894700 | 7177000 | #REF! | George | In Price Book | 5.2 IDVSD: ALTIVAR MACHINE (ATV12, ATV320), SOFTSTARTER (ATS48), ACCESSORIES
ATV320U11M2W | ATV320 IP66 / 1ph / 200V / 1,1 kW / Without vario | 14854400 | 13504000 | #REF! | George | In Price Book | 5.2 IDVSD: ALTIVAR MACHINE (ATV12, ATV320), SOFTSTARTER (ATS48), ACCESSORIES
ATV320U11M2WS | ATV320 IP66 / 1ph / 200V / 1,1 kW / With vario | 23765500 | 21605000 | #REF! | George | In Price Book | 5.2 IDVSD: ALTIVAR MACHINE (ATV12, ATV320), SOFTSTARTER (ATS48), ACCESSORIES
ATV320U11M3C | ATV320 1,1KW 200V 3PH COMPACT CONTROL | 9340100 | 8491000 | #REF! | George | In Price Book | 5.2 IDVSD: ALTIVAR MACHINE (ATV12, ATV320), SOFTSTARTER (ATS48), ACCESSORIES
ATV320U11N4B | ATV320 1,1KW 400V 3PH BOOK CONTROL | 9408300 | 8553000 | #REF! | George | In Price Book | 5.2 IDVSD: ALTIVAR MACHINE (ATV12, ATV320), SOFTSTARTER (ATS48), ACCESSORIES
ATV320U11N4C | ATV320 1,1KW 400V 3PH COMPACT CONTROL | 7432700 | 6757000 | #REF! | George | In Price Book | 5.2 IDVSD: ALTIVAR MACHINE (ATV12, ATV320), SOFTSTARTER (ATS48), ACCESSORIES
ATV320U11N4W | ATV320 IP66 / 3ph / 380V / 1,1 kW / Without vario | 15607900 | 14189000 | #REF! | George | In Price Book | 5.2 IDVSD: ALTIVAR MACHINE (ATV12, ATV320), SOFTSTARTER (ATS48), ACCESSORIES
ATV320U11N4WS | ATV320 IP66 / 3ph / 380V / 1,1 kW / With vario | 24655400 | 22414000 | #REF! | George | In Price Book | 5.2 IDVSD: ALTIVAR MACHINE (ATV12, ATV320), SOFTSTARTER (ATS48), ACCESSORIES
ATV320U15M2B | ATV320 1,5KW 200V 1PH BOOK CONTROL | 9916500 | 9015000 | #REF! | George | In Price Book | 5.2 IDVSD: ALTIVAR MACHINE (ATV12, ATV320), SOFTSTARTER (ATS48), ACCESSORIES
ATV320U15M2C | ATV320 1,5KW 200V 1PH COMPACT CONTROL | 8631700 | 7847000 | #REF! | George | In Price Book | 5.2 IDVSD: ALTIVAR MACHINE (ATV12, ATV320), SOFTSTARTER (ATS48), ACCESSORIES
ATV320U15M2W | ATV320 IP66 / 1ph / 200V / 1,5 kW / Without vario | 15596900 | 14179000 | #REF! | George | In Price Book | 5.2 IDVSD: ALTIVAR MACHINE (ATV12, ATV320), SOFTSTARTER (ATS48), ACCESSORIES
ATV320U15M2WS | ATV320 IP66 / 1ph / 200V / 1,5 kW / With vario | 24959000 | 22690000 | #REF! | George | In Price Book | 5.2 IDVSD: ALTIVAR MACHINE (ATV12, ATV320), SOFTSTARTER (ATS48), ACCESSORIES
ATV320U15M3C | ATV320 1,5KW 200V 3PH COMPACT CONTROL | 9757000 | 8870000 | #REF! | George | In Price Book | 5.2 IDVSD: ALTIVAR MACHINE (ATV12, ATV320), SOFTSTARTER (ATS48), ACCESSORIES
ATV320U15N4B | ATV320 1,5KW 400V 3PH BOOK CONTROL | 9773500 | 8885000 | #REF! | George | In Price Book | 5.2 IDVSD: ALTIVAR MACHINE (ATV12, ATV320), SOFTSTARTER (ATS48), ACCESSORIES
ATV320U15N4C | ATV320 1,5KW 400V 3PH COMPACT CONTROL | 8141100 | 7401000 | #REF! | George | In Price Book | 5.2 IDVSD: ALTIVAR MACHINE (ATV12, ATV320), SOFTSTARTER (ATS48), ACCESSORIES
ATV320U15N4W | ATV320 IP66 / 3ph / 380V / 1,5 kW / Without vario | 16035800 | 14578000 | #REF! | George | In Price Book | 5.2 IDVSD: ALTIVAR MACHINE (ATV12, ATV320), SOFTSTARTER (ATS48), ACCESSORIES
ATV320U15N4WS | ATV320 IP66 / 3ph / 380V / 1,5 kW / With vario | 25499100 | 23181000 | #REF! | George | In Price Book | 5.2 IDVSD: ALTIVAR MACHINE (ATV12, ATV320), SOFTSTARTER (ATS48), ACCESSORIES
ATV320U22M2B | ATV320 2,2KW 200V 1PH BOOK CONTROL | 10915300 | 9923000 | #REF! | George | In Price Book | 5.2 IDVSD: ALTIVAR MACHINE (ATV12, ATV320), SOFTSTARTER (ATS48), ACCESSORIES
ATV320U22M2C | ATV320 2,2KW 200V 1PH COMPACT CONTROL | 9556800 | 8688000 | #REF! | George | In Price Book | 5.2 IDVSD: ALTIVAR MACHINE (ATV12, ATV320), SOFTSTARTER (ATS48), ACCESSORIES
ATV320U22M2W | ATV320 IP66 / 1ph / 200V / 2,2 kW / Without vario | 16227200 | 14752000 | #REF! | George | In Price Book | 5.2 IDVSD: ALTIVAR MACHINE (ATV12, ATV320), SOFTSTARTER (ATS48), ACCESSORIES
ATV320U22M2WS | ATV320 IP66 / 1ph / 200V / 2,2 kW / With vario | 25961100 | 23601000 | #REF! | George | In Price Book | 5.2 IDVSD: ALTIVAR MACHINE (ATV12, ATV320), SOFTSTARTER (ATS48), ACCESSORIES
ATV320U22M3C | ATV320 2,2KW 200V 3PH COMPACT CONTROL | 10644700 | 9677000 | #REF! | George | In Price Book | 5.2 IDVSD: ALTIVAR MACHINE (ATV12, ATV320), SOFTSTARTER (ATS48), ACCESSORIES
ATV320U22N4B | ATV320 2,2KW 400V 3PH BOOK CONTROL | 10755800 | 9778000 | #REF! | George | In Price Book | 5.2 IDVSD: ALTIVAR MACHINE (ATV12, ATV320), SOFTSTARTER (ATS48), ACCESSORIES
ATV320U22N4C | ATV320 2,2KW 400V 3PH COMPACT CONTROL | 9363200 | 8512000 | #REF! | George | In Price Book | 5.2 IDVSD: ALTIVAR MACHINE (ATV12, ATV320), SOFTSTARTER (ATS48), ACCESSORIES
ATV320U22N4W | ATV320 IP66 / 3ph / 380V / 2,2 kW / Without vario | 17531800 | 15938000 | #REF! | George | In Price Book | 5.2 IDVSD: ALTIVAR MACHINE (ATV12, ATV320), SOFTSTARTER (ATS48), ACCESSORIES
ATV320U22N4WS | ATV320 IP66 / 3ph / 380V / 2,2 kW / With vario | 26297700 | 23907000 | #REF! | George | In Price Book | 5.2 IDVSD: ALTIVAR MACHINE (ATV12, ATV320), SOFTSTARTER (ATS48), ACCESSORIES
ATV320U30M3C | ATV320 3KW 200V 3PH COMPACT CONTROL | 12490500 | 11355000 | #REF! | George | In Price Book | 5.2 IDVSD: ALTIVAR MACHINE (ATV12, ATV320), SOFTSTARTER (ATS48), ACCESSORIES
ATV320U30N4B | ATV320 3KW 400V 3PH BOOK CONTROL | 11074800 | 10068000 | #REF! | George | In Price Book | 5.2 IDVSD: ALTIVAR MACHINE (ATV12, ATV320), SOFTSTARTER (ATS48), ACCESSORIES
ATV320U30N4C | ATV320 3KW 400V 3PH COMPACT CONTROL | 9659100 | 8781000 | #REF! | George | In Price Book | 5.2 IDVSD: ALTIVAR MACHINE (ATV12, ATV320), SOFTSTARTER (ATS48), ACCESSORIES
ATV320U30N4W | ATV320 IP66 / 3ph / 380V / 3 kW / Without vario | 17925600 | 16296000 | #REF! | George | In Price Book | 5.2 IDVSD: ALTIVAR MACHINE (ATV12, ATV320), SOFTSTARTER (ATS48), ACCESSORIES
ATV320U30N4WS | ATV320 IP66 / 3ph / 380V / 3 kW / With vario | 26895000 | 24450000 | #REF! | George | In Price Book | 5.2 IDVSD: ALTIVAR MACHINE (ATV12, ATV320), SOFTSTARTER (ATS48), ACCESSORIES
ATV320U40M3C | ATV320 4KW 200V 3PH COMPACT CONTROL | 15528700 | 14117000 | #REF! | George | In Price Book | 5.2 IDVSD: ALTIVAR MACHINE (ATV12, ATV320), SOFTSTARTER (ATS48), ACCESSORIES
ATV320U40N4B | ATV320 4KW 400V 3PH BOOK CONTROL | 12445400 | 11314000 | #REF! | George | In Price Book | 5.2 IDVSD: ALTIVAR MACHINE (ATV12, ATV320), SOFTSTARTER (ATS48), ACCESSORIES
ATV320U40N4C | ATV320 4KW 400V 3PH COMPACT CONTROL | 10573200 | 9612000 | #REF! | George | In Price Book | 5.2 IDVSD: ALTIVAR MACHINE (ATV12, ATV320), SOFTSTARTER (ATS48), ACCESSORIES
ATV320U40N4W | ATV320 IP66 / 3ph / 380V / 4 kW / Without vario | 18725300 | 17023000 | #REF! | George | In Price Book | 5.2 IDVSD: ALTIVAR MACHINE (ATV12, ATV320), SOFTSTARTER (ATS48), ACCESSORIES
ATV320U40N4WS | ATV320 IP66 / 3ph / 380V / 4 kW / With vario | 28087400 | 25534000 | #REF! | George | In Price Book | 5.2 IDVSD: ALTIVAR MACHINE (ATV12, ATV320), SOFTSTARTER (ATS48), ACCESSORIES
ATV320U55M3C | ATV320 5,5KW 200V 3PH COMPACT CONTROL | 18627400 | 16934000 | #REF! | George | In Price Book | 5.2 IDVSD: ALTIVAR MACHINE (ATV12, ATV320), SOFTSTARTER (ATS48), ACCESSORIES
ATV320U55N4B | ATV320 5,5KW 400V 3PH BOOK CONTROL | 14614600 | 13286000 | #REF! | George | In Price Book | 5.2 IDVSD: ALTIVAR MACHINE (ATV12, ATV320), SOFTSTARTER (ATS48), ACCESSORIES
ATV320U55N4C | ATV320 5,5KW 400V 3PH COMPACT | 13278100 | 12071000 | #REF! | George | In Price Book | 5.2 IDVSD: ALTIVAR MACHINE (ATV12, ATV320), SOFTSTARTER (ATS48), ACCESSORIES
ATV320U55N4W | ATV320 IP66 / 3ph / 380V / 5,5 kW / Without vario | 31687700 | 28807000 | #REF! | George | In Price Book | 5.2 IDVSD: ALTIVAR MACHINE (ATV12, ATV320), SOFTSTARTER (ATS48), ACCESSORIES
ATV320U55N4WS | ATV320 IP66 / 3ph / 380V / 5,5 kW / With vario | 34862300 | 31693000 | #REF! | George | In Price Book | 5.2 IDVSD: ALTIVAR MACHINE (ATV12, ATV320), SOFTSTARTER (ATS48), ACCESSORIES
ATV320U55S6C | Variable speed drive, ATV320, 5.5 kW, 525...600 V, 3 phases, compact | 24920500 | 22655000 | #REF! | George | In Price Book | 5.2 IDVSD: ALTIVAR MACHINE (ATV12, ATV320), SOFTSTARTER (ATS48), ACCESSORIES
ATV320U75M3C | ATV320 7,5KW 200V 3PH COMPACT CONTROL | 24531100 | 22301000 | #REF! | George | In Price Book | 5.2 IDVSD: ALTIVAR MACHINE (ATV12, ATV320), SOFTSTARTER (ATS48), ACCESSORIES
ATV320U75N4B | ATV320 7,5KW 400V 3PH BOOK CONTROL | 17583500 | 15985000 | #REF! | George | In Price Book | 5.2 IDVSD: ALTIVAR MACHINE (ATV12, ATV320), SOFTSTARTER (ATS48), ACCESSORIES
ATV320U75N4C | ATV320 7,5kW 400V 3PH COMPACT | 15134900 | 13759000 | #REF! | George | In Price Book | 5.2 IDVSD: ALTIVAR MACHINE (ATV12, ATV320), SOFTSTARTER (ATS48), ACCESSORIES
ATV320U75N4W | ATV320 IP66 / 3ph / 380V / 7,5 kW / Without vario | 32926300 | 29933000 | #REF! | George | In Price Book | 5.2 IDVSD: ALTIVAR MACHINE (ATV12, ATV320), SOFTSTARTER (ATS48), ACCESSORIES
ATV320U75N4WS | ATV320 IP66 / 3ph / 380V / 7,5 kW / With vario | 36223000 | 32930000 | #REF! | George | In Price Book
DL1CB006 | LONG LIFE BULB - | 45100 | 41000 | #REF! | George | In Price Book | 3.6 IDSIG,IDMST: EASY LINE RELAYS, SIGN, POWER SUPPLIES, ACCESSORIES
DL1CE024 | LONG LIFE BULB | 45100 | 41000 | #REF! | George | In Price Book | 3.6 IDSIG,IDMST: EASY LINE RELAYS, SIGN, POWER SUPPLIES, ACCESSORIES
DL1CE130 | BULB BA9S 130VACDC 2.6W | 45100 | 41000 | #REF! | George | In Price Book | 3.6 IDSIG,IDMST: EASY LINE RELAYS, SIGN, POWER SUPPLIES, ACCESSORIES
HMIGXU3500 | GXU Touch Panel, 7"W TFT, SL only | 11518100 | 10471000 | #REF! | George | In Price Book | 5.5 IDMST, IDHMI : EASYLINE HUMAN MACHINE INTFC (HMIGXU, Easy IPC), EASYLINE CONTROLLERS
HMIGXU3512 | GXU Touch Panel, 7"W TFT, SL + ETH | 12738000 | 11580000 | #REF! | George | In Price Book | 5.5 IDMST, IDHMI : EASYLINE HUMAN MACHINE INTFC (HMIGXU, Easy IPC), EASYLINE CONTROLLERS
HMIGXU5500 | GXU Touch Panel, 10"W TFT, SL only | 24713700 | 22467000 | #REF! | George | In Price Book | 5.5 IDMST, IDHMI : EASYLINE HUMAN MACHINE INTFC (HMIGXU, Easy IPC), EASYLINE CONTROLLERS
HMIGXU5512 | GXU Touch Panel, 10"W TFT, SL + ETH | 27001700 | 24547000 | #REF! | George | In Price Book | 5.5 IDMST, IDHMI : EASYLINE HUMAN MACHINE INTFC (HMIGXU, Easy IPC), EASYLINE CONTROLLERS
K1B002ACH | CAMSWITCH DIA 22 | 1163800 | 1058000 | #REF! | George | In Price Book | 3.6 IDSIG,IDMST: EASY LINE RELAYS, SIGN, POWER SUPPLIES, ACCESSORIES
K1B002ALH | LP CAM SWITCH | 628100 | 571000 | #REF! | George | In Price Book | 3.6 IDSIG,IDMST: EASY LINE RELAYS, SIGN, POWER SUPPLIES, ACCESSORIES
K1B1002HCH | COMMUTATOR | 1164900 | 1059000 | #REF! | George | In Price Book | 3.6 IDSIG,IDMST: EASY LINE RELAYS, SIGN, POWER SUPPLIES, ACCESSORIES
K1B1002HLH | COMPL. CAMSWITCH DIA 22 | 1412400 | 1284000 | #REF! | George | In Price Book | 3.6 IDSIG,IDMST: EASY LINE RELAYS, SIGN, POWER SUPPLIES, ACCESSORIES
K1D002UCH | COMMUTATOR | 1389300 | 1263000 | #REF! | George | In Price Book | 3.6 IDSIG,IDMST: EASY LINE RELAYS, SIGN, POWER SUPPLIES, ACCESSORIES
K1D002ULH | LP CAM SWITCH | 1171500 | 1065000 | #REF! | George | In Price Book | 3.6 IDSIG,IDMST: EASY LINE RELAYS, SIGN, POWER SUPPLIES, ACCESSORIES
K1D002UZ2 | REV.SWITCH 2POLES POS0 RE D HANDLE | 7415100 | 6741000 | #REF! | George | In Price Book | 3.6 IDSIG,IDMST: EASY LINE RELAYS, SIGN, POWER SUPPLIES, ACCESSORIES
K1D002UZ4 | REV.SWITCH 2POLES POS0 BL ACK HANDLE | 5748600 | 5226000 | #REF! | George | In Price Book | 3.6 IDSIG,IDMST: EASY LINE RELAYS, SIGN, POWER SUPPLIES, ACCESSORIES
K1D012QCH | CAMSWITCH DIA 22 | 1287000 | 1170000 | #REF! | George | In Price Book | 3.6 IDSIG,IDMST: EASY LINE RELAYS, SIGN, POWER SUPPLIES, ACCESSORIES
K1D012QLH | LP CAM SWITCH | 1210000 | 1100000 | #REF! | George | In Price Book | 3.6 IDSIG,IDMST: EASY LINE RELAYS, SIGN, POWER SUPPLIES, ACCESSORIES
K1F003MCH | CAM SWITCH OPERATOR | 1789700 | 1627000 | #REF! | George | In Price Book | 3.6 IDSIG,IDMST: EASY LINE RELAYS, SIGN, POWER SUPPLIES, ACCESSORIES
K1F003MLH | LP CAM SWITCH | 1604900 | 1459000 | #REF! | George | In Price Book | 3.6 IDSIG,IDMST: EASY LINE RELAYS, SIGN, POWER SUPPLIES, ACCESSORIES
K1F022QZ2 | STEP.SWITCH 3POS+0 3POLES RED HANDLE | 5754100 | 5231000 | #REF! | George | In Price Book | 3.6 IDSIG,IDMST: EASY LINE RELAYS, SIGN, POWER SUPPLIES, ACCESSORIES
K1F022QZ4 | STEP.SWITCH 3POS+0 3POLES BLACK HANDLE | 7466800 | 6788000 | #REF! | George | In Price Book | 3.6 IDSIG,IDMST: EASY LINE RELAYS, SIGN, POWER SUPPLIES, ACCESSORIES
K1F027MCH | CAM SWITCH OPERATOR | 1751200 | 1592000 | #REF! | George | In Price Book | 3.6 IDSIG,IDMST: EASY LINE RELAYS, SIGN, POWER SUPPLIES, ACCESSORIES
K1F027MLH | LP CAM SWITCH | 1546600 | 1406000 | #REF! | George | In Price Book | 3.6 IDSIG,IDMST: EASY LINE RELAYS, SIGN, POWER SUPPLIES, ACCESSORIES
K1G043RZ2 | SWITCH 3POS+0 2POLES RED HANDLE | 7912300 | 7193000 | #REF! | George | In Price Book | 3.6 IDSIG,IDMST: EASY LINE RELAYS, SIGN, POWER SUPPLIES, ACCESSORIES
K1G043RZ4 | SWITCH 3POS+0 2POLES BLAC K HANDLE | 6084100 | 5531000 | #REF! | George | In Price Book | 3.6 IDSIG,IDMST: EASY LINE RELAYS, SIGN, POWER SUPPLIES, ACCESSORIES
RE17LAMW | ON DELAY TIMER 24-240 VAC | 1260600 | 1146000 | #REF! | George | In Price Book | 3.6 IDSIG,IDMST: EASY LINE RELAYS, SIGN, POWER SUPPLIES, ACCESSORIES
RE17LCBM | OFF DELAY TIMER | 1155000 | 1050000 | #REF! | George | In Price Book | 3.6 IDSIG,IDMST: EASY LINE RELAYS, SIGN, POWER SUPPLIES, ACCESSORIES
RE17LMBM | MULTI FUNCTION TIMER | 1556500 | 1415000 | #REF! | George | In Price Book | 3.6 IDSIG,IDMST: EASY LINE RELAYS, SIGN, POWER SUPPLIES, ACCESSORIES
RE17RAMU | ON DELAY TIMER | 993300 | 903000 | #REF! | George | In Price Book | 3.6 IDSIG,IDMST: EASY LINE RELAYS, SIGN, POWER SUPPLIES, ACCESSORIES
RE17RCMU | OFF DELAY TIMER | 1072500 | 975000 | #REF! | George | In Price Book | 3.6 IDSIG,IDMST: EASY LINE RELAYS, SIGN, POWER SUPPLIES, ACCESSORIES
RE17RHMU | MAKE CONT TIMER | 1072500 | 975000 | #REF! | George | In Price Book | 3.6 IDSIG,IDMST: EASY LINE RELAYS, SIGN, POWER SUPPLIES, ACCESSORIES
RE17RLJU | FLASHING TIMER | 1072500 | 975000 | #REF! | George | In Price Book | 3.6 IDSIG,IDMST: EASY LINE RELAYS, SIGN, POWER SUPPLIES, ACCESSORIES
RE17RLMU | FLASHING TIMER | 955900 | 869000 | #REF! | George | In Price Book | 3.6 IDSIG,IDMST: EASY LINE RELAYS, SIGN, POWER SUPPLIES, ACCESSORIES
RE17RMEMU | MULTI FUNCTION TIMER | 1206700 | 1097000 | #REF! | George | In Price Book | 3.6 IDSIG,IDMST: EASY LINE RELAYS, SIGN, POWER SUPPLIES, ACCESSORIES
RE17RMMU | MULTI FUNCTION TIMER | 1475100 | 1341000 | #REF! | George | In Price Book | 3.6 IDSIG,IDMST: EASY LINE RELAYS, SIGN, POWER SUPPLIES, ACCESSORIES
RE17RMMW | MULTI FUNCTION TIMER | 1544400 | 1404000 | #REF! | George | In Price Book | 3.6 IDSIG,IDMST: EASY LINE RELAYS, SIGN, POWER SUPPLIES, ACCESSORIES
RE17RMXMU | MULTI FUNCTION TIMER | 1178100 | 1071000 | #REF! | George | In Price Book | 3.6 IDSIG,IDMST: EASY LINE RELAYS, SIGN, POWER SUPPLIES, ACCESSORIES
RE22R1AMR | ON DELAY TIMER | 1101100 | 1001000 | #REF! | George | In Price Book | 3.6 IDSIG,IDMST: EASY LINE RELAYS, SIGN, POWER SUPPLIES, ACCESSORIES
RE22R1KMR | OFF DELAY TIMER RELAY | 1284800 | 1168000 | #REF! | George | In Price Book | 3.6 IDSIG,IDMST: EASY LINE RELAYS, SIGN, POWER SUPPLIES, ACCESSORIES
RE22R1MYMR | MULTIFUNCTION TIMER RELAY | 1807300 | 1643000 | #REF! | George | In Price Book | 3.6 IDSIG,IDMST: EASY LINE RELAYS, SIGN, POWER SUPPLIES, ACCESSORIES
RE22R1QCMU | STAR-DELTA TIMER RELAY | 1046100 | 951000 | #REF! | George | In Price Book | 3.6 IDSIG,IDMST: EASY LINE RELAYS, SIGN, POWER SUPPLIES, ACCESSORIES
RE22R2AMR | ON DELAY TIMER | 1557600 | 1416000 | #REF! | George | In Price Book | 3.6 IDSIG,IDMST: EASY LINE RELAYS, SIGN, POWER SUPPLIES, ACCESSORIES
RE22R2MYMR | MULTIFUNCTION TIMER RELAY | 2624600 | 2386000 | #REF! | George | In Price Book | 3.6 IDSIG,IDMST: EASY LINE RELAYS, SIGN, POWER SUPPLIES, ACCESSORIES
RE22R2QEMR | STAR-DELTA TIMER RELAY | 1212200 | 1102000 | #REF! | George | In Price Book | 3.6 IDSIG,IDMST: EASY LINE RELAYS, SIGN, POWER SUPPLIES, ACCESSORIES
RE48ACV12MW | ASYMMEPhuongCAL RECYCLER 20MS-300H FCT | 1941500 | 1765000 | #REF! | George | In Price Book | 3.6 IDSIG,IDMST: EASY LINE RELAYS, SIGN, POWER SUPPLIES, ACCESSORIES
RE48AMH13MW | MULTI FUNCTION TIMER 20MS-300H FCT | 2098800 | 1908000 | #REF! | George | In Price Book | 3.6 IDSIG,IDMST: EASY LINE RELAYS, SIGN, POWER SUPPLIES, ACCESSORIES
RE48AML12MW | MULTI FUNCTION TIMER | 1958000 | 1780000 | #REF! | George | In Price Book | 3.6 IDSIG,IDMST: EASY LINE RELAYS, SIGN, POWER SUPPLIES, ACCESSORIES
RE48ATM12MW | ON DELAY TIMER 20MS-300H FCT | 1645600 | 1496000 | #REF! | George | In Price Book | 3.6 IDSIG,IDMST: EASY LINE RELAYS, SIGN, POWER SUPPLIES, ACCESSORIES
REXL2TMB7 | RTM A2 12VAC REXL2TMB7 | 881100 | 801000 | #REF! | George | In Price Book | 3.6 IDSIG,IDMST: EASY LINE RELAYS, SIGN, POWER SUPPLIES, ACCESSORIES
REXL2TMBD | RTM A2 24VDC REXL2TMBD | 881100 | 801000 | #REF! | George | In Price Book | 3.6 IDSIG,IDMST: EASY LINE RELAYS, SIGN, POWER SUPPLIES, ACCESSORIES
REXL2TMF7 | RTM A2 110VAC REXL2TMF7 | 881100 | 801000 | #REF! | George | In Price Book | 3.6 IDSIG,IDMST: EASY LINE RELAYS, SIGN, POWER SUPPLIES, ACCESSORIES
REXL2TMJD | RTM A2 12VDC REXL2TMJD | 881100 | 801000 | #REF! | George | In Price Book | 3.6 IDSIG,IDMST: EASY LINE RELAYS, SIGN, POWER SUPPLIES, ACCESSORIES
REXL2TMP7 | RTM A2 230VAC REXL2TMP7 | 881100 | 801000 | #REF! | George | In Price Book | 3.6 IDSIG,IDMST: EASY LINE RELAYS, SIGN, POWER SUPPLIES, ACCESSORIES
REXL4TMB7 | RTM A4 24VAC REXL4TMB7 | 958100 | 871000 | #REF! | George | In Price Book | 3.6 IDSIG,IDMST: EASY LINE RELAYS, SIGN, POWER SUPPLIES, ACCESSORIES
REXL4TMBD | RTM A4 24VDC REXL4TMBD | 958100 | 871000 | #REF! | George | In Price Book | 3.6 IDSIG,IDMST: EASY LINE RELAYS, SIGN, POWER SUPPLIES, ACCESSORIES
REXL4TMF7 | RTM A4 110VAC REXL4TMF7 | 958100 | 871000 | #REF! | George | In Price Book | 3.6 IDSIG,IDMST: EASY LINE RELAYS, SIGN, POWER SUPPLIES, ACCESSORIES
REXL4TMJD | RTM A4 12VDC REXL4TMJD | 958100 | 871000 | #REF! | George | In Price Book | 3.6 IDSIG,IDMST: EASY LINE RELAYS, SIGN, POWER SUPPLIES, ACCESSORIES
REXL4TMP7 | MINI PLUG TIMER | 958100 | 871000 | #REF! | George | In Price Book | 3.6 IDSIG,IDMST: EASY LINE RELAYS, SIGN, POWER SUPPLIES, ACCESSORIES
RGZE1S35M | 1CO Separate terminal socket with clamp | 81400 | 74000 | #REF! | George | In Price Book | 3.6 IDSIG,IDMST: EASY LINE RELAYS, SIGN, POWER SUPPLIES, ACCESSORIES
RGZE1S48M | 2CO Separate terminal socket with clamp | 97900 | 89000 | #REF! | George | In Price Book | 3.6 IDSIG,IDMST: EASY LINE RELAYS, SIGN, POWER SUPPLIES, ACCESSORIES
RM22JA31MR | CURRENT CONTROL RELAY RM22-JA - RANGE 4M | 2854500 | 2595000 | #REF! | George | In Price Book | 3.6 IDSIG,IDMST: EASY LINE RELAYS, SIGN, POWER SUPPLIES, ACCESSORIES
RM22LA32MR | LEVEL CONTROL RELAY RM22-LG - RANGE 0,25 | 2389200 | 2172000 | #REF! | George | In Price Book | 3.6 IDSIG,IDMST: EASY LINE RELAYS, SIGN, POWER SUPPLIES, ACCESSORIES
RM22LG11MR | LEVEL CONTROL RELAY RM22-LG - RANGE 5K # | 2019600 | 1836000 | #REF! | George | In Price Book | 3.6 IDSIG,IDMST: EASY LINE RELAYS, SIGN, POWER SUPPLIES, ACCESSORIES
RM22TA31 | 3 PHASE ASYMMETRY CONTROL RELAY RM22-TA | 2462900 | 2239000 | #REF! | George | In Price Book | 3.6 IDSIG,IDMST: EASY LINE RELAYS, SIGN, POWER SUPPLIES, ACCESSORIES
RM22TA33 | 3 PHASE ASYMMETRY CONTROL RELAY RM22-TA | 2484900 | 2259000 | #REF! | George | In Price Book | 3.6 IDSIG,IDMST: EASY LINE RELAYS, SIGN, POWER SUPPLIES, ACCESSORIES
RM22TG20 | 3 PHASE CONTROL RELAY RM22-TG - RANGE 18 | 1472900 | 1339000 | #REF! | George | In Price Book | 3.6 IDSIG,IDMST: EASY LINE RELAYS, SIGN, POWER SUPPLIES, ACCESSORIES
RM22TR31 | 3 PHASE VOLTAGE CONTROL RELAY RM22-TR - | 2554200 | 2322000 | #REF! | George | In Price Book | 3.6 IDSIG,IDMST: EASY LINE RELAYS, SIGN, POWER SUPPLIES, ACCESSORIES
RM22TR33 | 3 PHASE VOLTAGE CONTROL RELAY RM22-TR - | 3177900 | 2889000 | #REF! | George | In Price Book | 3.6 IDSIG,IDMST: EASY LINE RELAYS, SIGN, POWER SUPPLIES, ACCESSORIES
RM22TU21 | 3 PHASE UNDERVOLTAGE CONTROL RELAY RM22- | 2326500 | 2115000 | #REF! | George | In Price Book | 3.6 IDSIG,IDMST: EASY LINE RELAYS, SIGN, POWER SUPPLIES, ACCESSORIES
RM22TU23 | 3 PHASE UNDERVOLTAGE CONTROL RELAY RM22- | 2345200 | 2132000 | #REF! | George | In Price Book | 3.6 IDSIG,IDMST: EASY LINE RELAYS, SIGN, POWER SUPPLIES, ACCESSORIES
RM22UA31MR | VOLTAGE CONTROL RELAY RM22-UA - RANGE 50 | 3815900 | 3469000 | #REF! | George | In Price Book | 3.6 IDSIG,IDMST: EASY LINE RELAYS, SIGN, POWER SUPPLIES, ACCESSORIES
RM22UA32MR | VOLTAGE CONTROL RELAY RM22-UA - RANGE 1V | 2973300 | 2703000 | #REF! | George | In Price Book | 3.6 IDSIG,IDMST: EASY LINE RELAYS, SIGN, POWER SUPPLIES, ACCESSORIES
RM22UA33MR | OVERVOLTAGE CONTROL RELAY RM22-UA - RANG | 2973300 | 2703000 | #REF! | George | In Price Book | 3.6 IDSIG,IDMST: EASY LINE RELAYS, SIGN, POWER SUPPLIES, ACCESSORIES
RM35JA32MR | CURRENT CONTROL RELAY RM35-JA - RANGE 0, | 3069000 | 2790000 | #REF! | George | In Price Book | 3.6 IDSIG,IDMST: EASY LINE RELAYS, SIGN, POWER SUPPLIES, ACCESSORIES
RPM11B7 | Power relay 1 CO 24 V AC | 128700 | 117000 | #REF! | George | In Price Book | 3.6 IDSIG,IDMST: EASY LINE RELAYS, SIGN, POWER SUPPLIES, ACCESSORIES
RPM11BD | Power relay 1 CO 24 V DC | 121000 | 110000 | #REF! | George | In Price Book | 3.6 IDSIG,IDMST: EASY LINE RELAYS, SIGN, POWER SUPPLIES, ACCESSORIES
RPM11ED | Power relay 1 CO 48 V DC | 179300 | 163000 | #REF! | George | In Price Book | 3.6 IDSIG,IDMST: EASY LINE RELAYS, SIGN, POWER SUPPLIES, ACCESSORIES
RPM11P7 | Power relay 1 CO 230 V AC | 128700 | 117000 | #REF! | George | In Price Book | 3.6 IDSIG,IDMST: EASY LINE RELAYS, SIGN, POWER SUPPLIES, ACCESSORIES
RPM12BD | Power relay 1 CO with LED 24 V DC | 161700 | 147000 | #REF! | George | In Price Book | 3.6 IDSIG,IDMST: EASY LINE RELAYS, SIGN, POWER SUPPLIES, ACCESSORIES
RPM12ED | Power relay 1 CO with LED 48 V DC | 226600 | 206000 | #REF! | George | In Price Book | 3.6 IDSIG,IDMST: EASY LINE RELAYS, SIGN, POWER SUPPLIES, ACCESSORIES
RPM12FD | Power relay 1 CO with LED 110 V DC | 173800 | 158000 | #REF! | George | In Price Book | 3.6 IDSIG,IDMST: EASY LINE RELAYS, SIGN, POWER SUPPLIES, ACCESSORIES
RPM12P7 | Power relay 1 CO with LED 230 V AC | 158400 | 144000 | #REF! | George | In Price Book | 3.6 IDSIG,IDMST: EASY LINE RELAYS, SIGN, POWER SUPPLIES, ACCESSORIES
RPM21B7 | Power relay 2 CO 24 V AC | 181500 | 165000 | #REF! | George | In Price Book | 3.6 IDSIG,IDMST: EASY LINE RELAYS, SIGN, POWER SUPPLIES, ACCESSORIES
RPM21BD | Power relay 2 CO 24 V DC | 170500 | 155000 | #REF! | George | In Price Book | 3.6 IDSIG,IDMST: EASY LINE RELAYS, SIGN, POWER SUPPLIES, ACCESSORIES
RPM21ED | Power relay 2 CO 48 V DC | 201300 | 183000 | #REF! | George | In Price Book | 3.6 IDSIG,IDMST: EASY LINE RELAYS, SIGN, POWER SUPPLIES, ACCESSORIES
RPM21FD | Power relay 2 CO 110 V DC | 201300 | 183000 | #REF! | George | In Price Book | 3.6 IDSIG,IDMST: EASY LINE RELAYS, SIGN, POWER SUPPLIES, ACCESSORIES
RPM21P7 | Power relay 2 CO 230 V AC | 190300 | 173000 | #REF! | George | In Price Book | 3.6 IDSIG,IDMST: EASY LINE RELAYS, SIGN, POWER SUPPLIES, ACCESSORIES
RPM22B7 | Power relay 2 CO with LED 24 V AC | 213400 | 194000 | #REF! | George | In Price Book | 3.6 IDSIG,IDMST: EASY LINE RELAYS, SIGN, POWER SUPPLIES, ACCESSORIES
RPM22BD | Power relay 2 CO with LED 24 V DC | 211200 | 192000 | #REF! | George | In Price Book | 3.6 IDSIG,IDMST: EASY LINE RELAYS, SIGN, POWER SUPPLIES, ACCESSORIES
RPM22E7 | Power relay 2 CO with LED 48 V AC | 213400 | 194000 | #REF! | George | In Price Book | 3.6 IDSIG,IDMST: EASY LINE RELAYS, SIGN, POWER SUPPLIES, ACCESSORIES
RPM22ED | Power relay 2 CO with LED 48 V DC | 242000 | 220000 | #REF! | George | In Price Book | 3.6 IDSIG,IDMST: EASY LINE RELAYS, SIGN, POWER SUPPLIES, ACCESSORIES
RPM22JD | Power relay 2 CO with LED 12 V DC | 211200 | 192000 | #REF! | George | In Price Book | 3.6 IDSIG,IDMST: EASY LINE RELAYS, SIGN, POWER SUPPLIES, ACCESSORIES
RPM22P7 | Power relay 2 CO with LED 230 V AC | 213400 | 194000 | #REF! | George | In Price Book | 3.6 IDSIG,IDMST: EASY LINE RELAYS, SIGN, POWER SUPPLIES, ACCESSORIES
RPM31BD | Power relay 3 CO 24 V DC | 343200 | 312000 | #REF! | George | In Price Book | 3.6 IDSIG,IDMST: EASY LINE RELAYS, SIGN, POWER SUPPLIES, ACCESSORIES
RPM31P7 | Power relay 3 CO 230 V AC | 366300 | 333000 | #REF! | George | In Price Book | 3.6 IDSIG,IDMST: EASY LINE RELAYS, SIGN, POWER SUPPLIES, ACCESSORIES
RPM32B7 | Power relay 3 CO with LED 24 V AC | 280500 | 255000 | #REF! | George | In Price Book | 3.6 IDSIG,IDMST: EASY LINE RELAYS, SIGN, POWER SUPPLIES, ACCESSORIES
RPM32BD | Power relay 3 CO with LED 24 V DC | 276100 | 251000 | #REF! | George | In Price Book | 3.6 IDSIG,IDMST: EASY LINE RELAYS, SIGN, POWER SUPPLIES, ACCESSORIES
RPM32ED | Power relay 3 CO with LED 48 V DC | 398200 | 362000 | #REF! | George | In Price Book | 3.6 IDSIG,IDMST: EASY LINE RELAYS, SIGN, POWER SUPPLIES, ACCESSORIES
RPM32FD | Power relay 3 CO with LED 110 V DC | 309100 | 281000 | #REF! | George | In Price Book | 3.6 IDSIG,IDMST: EASY LINE RELAYS, SIGN, POWER SUPPLIES, ACCESSORIES
RPM32JD | Power relay 3 CO with LED 12 V DC | 273900 | 249000 | #REF! | George | In Price Book | 3.6 IDSIG,IDMST: EASY LINE RELAYS, SIGN, POWER SUPPLIES, ACCESSORIES
RPM32P7 | Power relay 3 CO with LED 230 V AC | 280500 | 255000 | #REF! | George | In Price Book | 3.6 IDSIG,IDMST: EASY LINE RELAYS, SIGN, POWER SUPPLIES, ACCESSORIES
RPM41B7 | Power relay 4 CO 24 V AC | 272800 | 248000 | #REF! | George | In Price Book | 3.6 IDSIG,IDMST: EASY LINE RELAYS, SIGN, POWER SUPPLIES, ACCESSORIES
RPM41BD | Power relay 4 CO 24 V DC | 272800 | 248000 | #REF! | George | In Price Book | 3.6 IDSIG,IDMST: EASY LINE RELAYS, SIGN, POWER SUPPLIES, ACCESSORIES
RPM41ED | Power relay 4 CO 48 V DC | 270600 | 246000 | #REF! | George | In Price Book | 3.6 IDSIG,IDMST: EASY LINE RELAYS, SIGN, POWER SUPPLIES, ACCESSORIES
RPM41FD | Power relay 4 CO 110 V DC | 399300 | 363000 | #REF! | George | In Price Book | 3.6 IDSIG,IDMST: EASY LINE RELAYS, SIGN, POWER SUPPLIES, ACCESSORIES
RPM41P7 | Power relay 4 CO 230 V AC | 272800 | 248000 | #REF! | George | In Price Book | 3.6 IDSIG,IDMST: EASY LINE RELAYS, SIGN, POWER SUPPLIES, ACCESSORIES
RPM42B7 | Power relay 4 CO with LED 24 V AC | 300300 | 273000 | #REF! | George | In Price Book | 3.6 IDSIG,IDMST: EASY LINE RELAYS, SIGN, POWER SUPPLIES, ACCESSORIES
RPM42BD | Power relay 4 CO with LED 24 V DC | 300300 | 273000 | #REF! | George | In Price Book | 3.6 IDSIG,IDMST: EASY LINE RELAYS, SIGN, POWER SUPPLIES, ACCESSORIES
RPM42E7 | Power relay 4 CO with LED 48 V AC | 387200 | 352000 | #REF! | George | In Price Book | 3.6 IDSIG,IDMST: EASY LINE RELAYS, SIGN, POWER SUPPLIES, ACCESSORIES
RPM42ED | Power relay 4 CO with LED 48 V DC | 327800 | 298000 | #REF! | George | In Price Book | 3.6 IDSIG,IDMST: EASY LINE RELAYS, SIGN, POWER SUPPLIES, ACCESSORIES
RPM42FD | Power relay 4 CO with LED 110 V DC | 480700 | 437000 | #REF! | George | In Price Book | 3.6 IDSIG,IDMST: EASY LINE RELAYS, SIGN, POWER SUPPLIES, ACCESSORIES
RPM42JD | Power relay 4 CO with LED 12 V DC | 297000 | 270000 | #REF! | George | In Price Book | 3.6 IDSIG,IDMST: EASY LINE RELAYS, SIGN, POWER SUPPLIES, ACCESSORIES
RPM42P7 | Power relay 4 CO with LED 230 V AC | 300300 | 273000 | #REF! | George | In Price Book | 3.6 IDSIG,IDMST: EASY LINE RELAYS, SIGN, POWER SUPPLIES, ACCESSORIES
RPZF1 | Simple Socket mixed terminations 1CO | 107800 | 98000 | #REF! | George | In Price Book | 3.6 IDSIG,IDMST: EASY LINE RELAYS, SIGN, POWER SUPPLIES, ACCESSORIES
RPZF2 | Simple Socket mixed terminations 2CO | 155100 | 141000 | #REF! | George | In Price Book | 3.6 IDSIG,IDMST: EASY LINE RELAYS, SIGN, POWER SUPPLIES, ACCESSORIES
RPZF3 | Simple Socket mixed terminations 3CO | 158400 | 144000 | #REF! | George | In Price Book | 3.6 IDSIG,IDMST: EASY LINE RELAYS, SIGN, POWER SUPPLIES, ACCESSORIES
RPZF4 | Simple Socket mixed terminations 4CO | 212300 | 193000 | #REF! | George | In Price Book | 3.6 IDSIG,IDMST: EASY LINE RELAYS, SIGN, POWER SUPPLIES, ACCESSORIES
RSB1A120B7 | PCB RELAY.1CO.24VAC | 157300 | 143000 | #REF! | George | In Price Book | 3.6 IDSIG,IDMST: EASY LINE RELAYS, SIGN, POWER SUPPLIES, ACCESSORIES
RSB1A120BD | PCB RELAY.1CO.24VDC | 92400 | 84000 | #REF! | George | In Price Book | 3.6 IDSIG,IDMST: EASY LINE RELAYS, SIGN, POWER SUPPLIES, ACCESSORIES
RSB1A120ED | PCB RELAY.1CO.48V DC | 103400 | 94000 | #REF! | George | In Price Book | 3.6 IDSIG,IDMST: EASY LINE RELAYS, SIGN, POWER SUPPLIES, ACCESSORIES
RSB1A120F7 | PCB RELAY.1CO.120VAC | 178200 | 162000 | #REF! | George | In Price Book | 3.6 IDSIG,IDMST: EASY LINE RELAYS, SIGN, POWER SUPPLIES, ACCESSORIES
RSB1A120FD | PCB RELAY.1CO.110V DC | 132000 | 120000 | #REF! | George | In Price Book | 3.6 IDSIG,IDMST: EASY LINE RELAYS, SIGN, POWER SUPPLIES, ACCESSORIES
RSB1A120JD | PCB RELAY.1CO.12VDC | 92400 | 84000 | #REF! | George | In Price Book | 3.6 IDSIG,IDMST: EASY LINE RELAYS, SIGN, POWER SUPPLIES, ACCESSORIES
RSB1A120M7 | PCB RELAY.1CO.220VAC | 228800 | 208000 | #REF! | George | In Price Book | 3.6 IDSIG,IDMST: EASY LINE RELAYS, SIGN, POWER SUPPLIES, ACCESSORIES
RSB1A120ND | PCB RELAY.1CO.60VDC | 134200 | 122000 | #REF! | George | In Price Book | 3.6 IDSIG,IDMST: EASY LINE RELAYS, SIGN, POWER SUPPLIES, ACCESSORIES
RSB1A120P7 | PCB RELAY.1CO.230VAC | 236500 | 215000 | #REF! | George | In Price Book | 3.6 IDSIG,IDMST: EASY LINE RELAYS, SIGN, POWER SUPPLIES, ACCESSORIES
RSB1A120RD | PCB RELAY.1CO.6VDC | 84700 | 77000 | #REF! | George | In Price Book | 3.6 IDSIG,IDMST: EASY LINE RELAYS, SIGN, POWER SUPPLIES, ACCESSORIES
RSB1A120U7 | PCB RELAY.1CO.240VAC | 277200 | 252000 | #REF! | George | In Price Book | 3.6 IDSIG,IDMST: EASY LINE RELAYS, SIGN, POWER SUPPLIES, ACCESSORIES
RSB1A160B7 | PCB RELAY.1CO.24VAC | 167200 | 152000 | #REF! | George | In Price Book | 3.6 IDSIG,IDMST: EASY LINE RELAYS, SIGN, POWER SUPPLIES, ACCESSORIES
RSB1A160BD | PCB RELAY.1CO.24VDC | 97900 | 89000 | #REF! | George | In Price Book | 3.6 IDSIG,IDMST: EASY LINE RELAYS, SIGN, POWER SUPPLIES, ACCESSORIES
RSB1A160ED | PCB RELAY.1CO.48VDC | 105600 | 96000 | #REF! | George | In Price Book | 3.6 IDSIG,IDMST: EASY LINE RELAYS, SIGN, POWER SUPPLIES, ACCESSORIES
RSB1A160F7 | PCB RELAY.1CO.110V AC | 273900 | 249000 | #REF! | George | In Price Book | 3.6 IDSIG,IDMST: EASY LINE RELAYS, SIGN, POWER SUPPLIES, ACCESSORIES
RSB1A160FD | PCB RELAY.1CO.110VDC | 138600 | 126000 | #REF! | George | In Price Book | 3.6 IDSIG,IDMST: EASY LINE RELAYS, SIGN, POWER SUPPLIES, ACCESSORIES
RSB1A160JD | PCB RELAY.1CO.12VDC | 94600 | 86000 | #REF! | George | In Price Book | 3.6 IDSIG,IDMST: EASY LINE RELAYS, SIGN, POWER SUPPLIES, ACCESSORIES
RSB1A160M7 | PCB RELAY.1CO.220VAC | 224400 | 204000 | #REF! | George | In Price Book | 3.6 IDSIG,IDMST: EASY LINE RELAYS, SIGN, POWER SUPPLIES, ACCESSORIES
RSB1A160P7 | PCB RELAY.1CO.230VAC | 248600 | 226000 | #REF! | George | In Price Book | 3.6 IDSIG,IDMST: EASY LINE RELAYS, SIGN, POWER SUPPLIES, ACCESSORIES
RSB1A160U7 | PCB RELAY.1CO.240VAC | 288200 | 262000 | #REF! | George | In Price Book | 3.6 IDSIG,IDMST: EASY LINE RELAYS, SIGN, POWER SUPPLIES, ACCESSORIES
RSB2A080B7 | PCB RELAY.2CO.24VAC | 181500 | 165000 | #REF! | George | In Price Book | 3.6 IDSIG,IDMST: EASY LINE RELAYS, SIGN, POWER SUPPLIES, ACCESSORIES
RSB2A080BD | PCB RELAY.2CO.24VDC | 104500 | 95000 | #REF! | George | In Price Book | 3.6 IDSIG,IDMST: EASY LINE RELAYS, SIGN, POWER SUPPLIES, ACCESSORIES
RSB2A080E7 | PCB RELAY.2CO.48VAC | 181500 | 165000 | #REF! | George | In Price Book | 3.6 IDSIG,IDMST: EASY LINE RELAYS, SIGN, POWER SUPPLIES, ACCESSORIES
RSB2A080ED | PCB RELAY.2CO.48VDC | 118800 | 108000 | #REF! | George | In Price Book | 3.6 IDSIG,IDMST: EASY LINE RELAYS, SIGN, POWER SUPPLIES, ACCESSORIES
RSB2A080FD | PCB RELAY.2CO.110VDC | 154000 | 140000 | #REF! | George | In Price Book | 3.6 IDSIG,IDMST: EASY LINE RELAYS, SIGN, POWER SUPPLIES, ACCESSORIES
RSB2A080JD | PCB RELAY .2CO.12VDC | 104500 | 95000 | #REF! | George | In Price Book | 3.6 IDSIG,IDMST: EASY LINE RELAYS, SIGN, POWER SUPPLIES, ACCESSORIES
RSB2A080M7 | PCB RELAY.2CO.220VAC | 239800 | 218000 | #REF! | George | In Price Book | 3.6 IDSIG,IDMST: EASY LINE RELAYS, SIGN, POWER SUPPLIES, ACCESSORIES
RSB2A080ND | PCB RELAY .2CO.60VDC | 121000 | 110000 | #REF! | George | In Price Book | 3.6 IDSIG,IDMST: EASY LINE RELAYS, SIGN, POWER SUPPLIES, ACCESSORIES
RSB2A080P7 | PCB RELAY.2CO.230VAC | 276100 | 251000 | #REF! | George | In Price Book | 3.6 IDSIG,IDMST: EASY LINE RELAYS, SIGN, POWER SUPPLIES, ACCESSORIES
RSB2A080RD | PCB RELAY .2CO.6VDC | 97900 | 89000 | #REF! | George | In Price Book | 3.6 IDSIG,IDMST: EASY LINE RELAYS, SIGN, POWER SUPPLIES, ACCESSORIES
RSB2A080U7 | PCB RELAY.2CO.240VAC | 294800 | 268000 | #REF! | George | In Price Book | 3.6 IDSIG,IDMST: EASY LINE RELAYS, SIGN, POWER SUPPLIES, ACCESSORIES
RSZE1S35M | SOCKET | 229900 | 209000 | #REF! | George | In Price Book | 3.6 IDSIG,IDMST: EASY LINE RELAYS, SIGN, POWER SUPPLIES, ACCESSORIES
RSZE1S48M | SOCKET | 236500 | 215000 | #REF! | George | In Price Book | 3.6 IDSIG,IDMST: EASY LINE RELAYS, SIGN, POWER SUPPLIES, ACCESSORIES
RSZR215 | SECURING SPRING | 9900 | 9000 | #REF! | George | In Price Book | 3.6 IDSIG,IDMST: EASY LINE RELAYS, SIGN, POWER SUPPLIES, ACCESSORIES
RUZC2M | Simple Socket (cylind) mixed terminations 2 CO | 77000 | 70000 | #REF! | George | In Price Book | 3.6 IDSIG,IDMST: EASY LINE RELAYS, SIGN, POWER SUPPLIES, ACCESSORIES
RUZC3M | Simple Socket (cylind) mixed terminations 3 CO | 105600 | 96000 | #REF! | George | In Price Book | 3.6 IDSIG,IDMST: EASY LINE RELAYS, SIGN, POWER SUPPLIES, ACCESSORIES
RXG12B7 | 1CO 10A Relay +LTB+LED 24VAC | 188100 | 171000 | #REF! | George | In Price Book | 3.6 IDSIG,IDMST: EASY LINE RELAYS, SIGN, POWER SUPPLIES, ACCESSORIES
RXG12BD | 1CO 10A Relay +LTB+LED 24VDC | 134200 | 122000 | #REF! | George | In Price Book | 3.6 IDSIG,IDMST: EASY LINE RELAYS, SIGN, POWER SUPPLIES, ACCESSORIES
RXG12E7 | 1CO 10A Relay +LTB+LED 48VAC | 188100 | 171000 | #REF! | George | In Price Book | 3.6 IDSIG,IDMST: EASY LINE RELAYS, SIGN, POWER SUPPLIES, ACCESSORIES
RXG12ED | 1CO 10A Relay +LTB+LED 48VDC | 196900 | 179000 | #REF! | George | In Price Book | 3.6 IDSIG,IDMST: EASY LINE RELAYS, SIGN, POWER SUPPLIES, ACCESSORIES
RXG12F7 | 1CO 10A Relay +LTB+LED 120VAC | 188100 | 171000 | #REF! | George | In Price Book | 3.6 IDSIG,IDMST: EASY LINE RELAYS, SIGN, POWER SUPPLIES, ACCESSORIES
RXG12FD | 1CO 10A Relay +LTB+LED 110VDC | 134200 | 122000 | #REF! | George | In Price Book | 3.6 IDSIG,IDMST: EASY LINE RELAYS, SIGN, POWER SUPPLIES, ACCESSORIES
RXG12JD | 1CO 10A Relay +LTB+LED 12VDC | 134200 | 122000 | #REF! | George | In Price Book | 3.6 IDSIG,IDMST: EASY LINE RELAYS, SIGN, POWER SUPPLIES, ACCESSORIES
RXG12ND | 1CO 10A Relay +LTB+LED 60VDC | 134200 | 122000 | #REF! | George | In Price Book | 3.6 IDSIG,IDMST: EASY LINE RELAYS, SIGN, POWER SUPPLIES, ACCESSORIES
RXG12P7 | 1CO 10A Relay +LTB+LED 230VAC | 188100 | 171000 | #REF! | George | In Price Book | 3.6 IDSIG,IDMST: EASY LINE RELAYS, SIGN, POWER SUPPLIES, ACCESSORIES
RXG12RD | 1CO 10A Relay +LTB+LED 6VDC | 134200 | 122000 | #REF! | George | In Price Book | 3.6 IDSIG,IDMST: EASY LINE RELAYS, SIGN, POWER SUPPLIES, ACCESSORIES
RXG13B7 | 1CO 10A Relay-LTB+LED 24VAC | 223300 | 203000 | #REF! | George | In Price Book | 3.6 IDSIG,IDMST: EASY LINE RELAYS, SIGN, POWER SUPPLIES, ACCESSORIES
RXG13BD | 1CO 10A Relay-LTB+LED 24VDC | 97900 | 89000 | #REF! | George | In Price Book | 3.6 IDSIG,IDMST: EASY LINE RELAYS, SIGN, POWER SUPPLIES, ACCESSORIES
RXG13E7 | 1CO 10A Relay-LTB+LED 48VAC | 151800 | 138000 | #REF! | George | In Price Book | 3.6 IDSIG,IDMST: EASY LINE RELAYS, SIGN, POWER SUPPLIES, ACCESSORIES
RXG13ED | 1CO 10A Relay-LTB+LED 48VDC | 97900 | 89000 | #REF! | George | In Price Book | 3.6 IDSIG,IDMST: EASY LINE RELAYS, SIGN, POWER SUPPLIES, ACCESSORIES
RXG13F7 | 1CO 10A Relay-LTB+LED 120VAC | 223300 | 203000 | #REF! | George | In Price Book | 3.6 IDSIG,IDMST: EASY LINE RELAYS, SIGN, POWER SUPPLIES, ACCESSORIES
RXG13FD | 1CO 10A Relay-LTB+LED 110VDC | 97900 | 89000 | #REF! | George | In Price Book | 3.6 IDSIG,IDMST: EASY LINE RELAYS, SIGN, POWER SUPPLIES, ACCESSORIES
RXG13JD | 1CO 10A Relay-LTB+LED 12VDC | 144100 | 131000 | #REF! | George | In Price Book | 3.6 IDSIG,IDMST: EASY LINE RELAYS, SIGN, POWER SUPPLIES, ACCESSORIES
RXG13ND | 1CO 10A Relay-LTB+LED 60VDC | 97900 | 89000 | #REF! | George | In Price Book | 3.6 IDSIG,IDMST: EASY LINE RELAYS, SIGN, POWER SUPPLIES, ACCESSORIES
RXG13P7 | 1CO 10A Relay-LTB+LED 230VAC | 151800 | 138000 | #REF! | George | In Price Book | 3.6 IDSIG,IDMST: EASY LINE RELAYS, SIGN, POWER SUPPLIES, ACCESSORIES
RXG13RD | 1CO 10A Relay-LTB+LED 6VDC | 97900 | 89000 | #REF! | George | In Price Book | 3.6 IDSIG,IDMST: EASY LINE RELAYS, SIGN, POWER SUPPLIES, ACCESSORIES
RXG15B7 | 1CO 10A Relay Clear 24VAC | 143000 | 130000 | #REF! | George | In Price Book | 3.6 IDSIG,IDMST: EASY LINE RELAYS, SIGN, POWER SUPPLIES, ACCESSORIES
RXG15BD | 1CO 10A Relay Clear 24VDC | 90200 | 82000 | #REF! | George | In Price Book | 3.6 IDSIG,IDMST: EASY LINE RELAYS, SIGN, POWER SUPPLIES, ACCESSORIES
RXG15E7 | 1CO 10A Relay Clear 48VAC | 143000 | 130000 | #REF! | George | In Price Book | 3.6 IDSIG,IDMST: EASY LINE RELAYS, SIGN, POWER SUPPLIES, ACCESSORIES
RXG15ED | 1CO 10A Relay Clear 48VDC | 90200 | 82000 | #REF! | George | In Price Book | 3.6 IDSIG,IDMST: EASY LINE RELAYS, SIGN, POWER SUPPLIES, ACCESSORIES
RXG15F7 | 1CO 10A Relay Clear 120VAC | 143000 | 130000 | #REF! | George | In Price Book | 3.6 IDSIG,IDMST: EASY LINE RELAYS, SIGN, POWER SUPPLIES, ACCESSORIES
RXG15FD | 1CO 10A Relay Clear 110VDC | 90200 | 82000 | #REF! | George | In Price Book | 3.6 IDSIG,IDMST: EASY LINE RELAYS, SIGN, POWER SUPPLIES, ACCESSORIES
RXG15JD | 1CO 10A Relay Clear 12VDC | 90200 | 82000 | #REF! | George | In Price Book | 3.6 IDSIG,IDMST: EASY LINE RELAYS, SIGN, POWER SUPPLIES, ACCESSORIES
RXG15ND | 1CO 10A Relay Clear 60VDC | 90200 | 82000 | #REF! | George | In Price Book | 3.6 IDSIG,IDMST: EASY LINE RELAYS, SIGN, POWER SUPPLIES, ACCESSORIES
RXG15P7 | 1CO 10A Relay Clear 230VAC | 143000 | 130000 | #REF! | George | In Price Book | 3.6 IDSIG,IDMST: EASY LINE RELAYS, SIGN, POWER SUPPLIES, ACCESSORIES
RXG15RD | 1CO 10A Relay Clear 6VDC | 90200 | 82000 | #REF! | George | In Price Book | 3.6 IDSIG,IDMST: EASY LINE RELAYS, SIGN, POWER SUPPLIES, ACCESSORIES
RXG22B7 | 2CO 5A Relay +LTB+LED 24VAC | 211200 | 192000 | #REF! | George | In Price Book | 3.6 IDSIG,IDMST: EASY LINE RELAYS, SIGN, POWER SUPPLIES, ACCESSORIES
RXG22BD | 2CO 5A Relay +LTB+LED 24VDC | 156200 | 142000 | #REF! | George | In Price Book | 3.6 IDSIG,IDMST: EASY LINE RELAYS, SIGN, POWER SUPPLIES, ACCESSORIES
RXG22E7 | 2CO 5A Relay +LTB+LED 48VAC | 211200 | 192000 | #REF! | George | In Price Book | 3.6 IDSIG,IDMST: EASY LINE RELAYS, SIGN, POWER SUPPLIES, ACCESSORIES
RXG22ED | 2CO 5A Relay +LTB+LED 48VDC | 156200 | 142000 | #REF! | George | In Price Book | 3.6 IDSIG,IDMST: EASY LINE RELAYS, SIGN, POWER SUPPLIES, ACCESSORIES
RXG22F7 | 2CO 5A Relay +LTB+LED 120VAC | 211200 | 192000 | #REF! | George | In Price Book | 3.6 IDSIG,IDMST: EASY LINE RELAYS, SIGN, POWER SUPPLIES, ACCESSORIES
RXG22FD | 2CO 5A Relay +LTB+LED 110VDC | 156200 | 142000 | #REF! | George | In Price Book | 3.6 IDSIG,IDMST: EASY LINE RELAYS, SIGN, POWER SUPPLIES, ACCESSORIES
RXG22JD | 2CO 5A Relay +LTB+LED 12VDC | 156200 | 142000 | #REF! | George | In Price Book | 3.6 IDSIG,IDMST: EASY LINE RELAYS, SIGN, POWER SUPPLIES, ACCESSORIES
RXG22ND | 2CO 5A Relay +LTB+LED 60VDC | 156200 | 142000 | #REF! | George | In Price Book | 3.6 IDSIG,IDMST: EASY LINE RELAYS, SIGN, POWER SUPPLIES, ACCESSORIES
RXG22P7 | 2CO 5A Relay +LTB+LED 230VAC | 211200 | 192000 | #REF! | George | In Price Book | 3.6 IDSIG,IDMST: EASY LINE RELAYS, SIGN, POWER SUPPLIES, ACCESSORIES
RXG22RD | 2CO 5A Relay +LTB+LED 6VDC | 156200 | 142000 | #REF! | George | In Price Book | 3.6 IDSIG,IDMST: EASY LINE RELAYS, SIGN, POWER SUPPLIES, ACCESSORIES
RXG23B7 | 2CO 5A Relay-LTB+LED 24VAC | 174900 | 159000 | #REF! | George | In Price Book | 3.6 IDSIG,IDMST: EASY LINE RELAYS, SIGN, POWER SUPPLIES, ACCESSORIES
RXG23BD | 2CO 5A Relay-LTB+LED 24VDC | 121000 | 110000 | #REF! | George | In Price Book | 3.6 IDSIG,IDMST: EASY LINE RELAYS, SIGN, POWER SUPPLIES, ACCESSORIES
RXG23E7 | 2CO 5A Relay-LTB+LED 48VAC | 174900 | 159000 | #REF! | George | In Price Book | 3.6 IDSIG,IDMST: EASY LINE RELAYS, SIGN, POWER SUPPLIES, ACCESSORIES
RXG23ED | 2CO 5A Relay-LTB+LED 48VDC | 121000 | 110000 | #REF! | George | In Price Book | 3.6 IDSIG,IDMST: EASY LINE RELAYS, SIGN, POWER SUPPLIES, ACCESSORIES
RXG23F7 | 2CO 5A Relay-LTB+LED 120VAC | 174900 | 159000 | #REF! | George | In Price Book | 3.6 IDSIG,IDMST: EASY LINE RELAYS, SIGN, POWER SUPPLIES, ACCESSORIES
RXG23FD | 2CO 5A Relay-LTB+LED 110VDC | 121000 | 110000 | #REF! | George | In Price Book | 3.6 IDSIG,IDMST: EASY LINE RELAYS, SIGN, POWER SUPPLIES, ACCESSORIES
RXG23JD | 2CO 5A Relay-LTB+LED 12VDC | 121000 | 110000 | #REF! | George | In Price Book | 3.6 IDSIG,IDMST: EASY LINE RELAYS, SIGN, POWER SUPPLIES, ACCESSORIES
RXG23ND | 2CO 5A Relay-LTB+LED 60VDC | 121000 | 110000 | #REF! | George | In Price Book | 3.6 IDSIG,IDMST: EASY LINE RELAYS, SIGN, POWER SUPPLIES, ACCESSORIES
RXG23P7 | 2CO 5A Relay-LTB+LED 230VAC | 174900 | 159000 | #REF! | George | In Price Book | 3.6 IDSIG,IDMST: EASY LINE RELAYS, SIGN, POWER SUPPLIES, ACCESSORIES
RXG23RD | 2CO 5A Relay-LTB+LED 6VDC | 121000 | 110000 | #REF! | George | In Price Book | 3.6 IDSIG,IDMST: EASY LINE RELAYS, SIGN, POWER SUPPLIES, ACCESSORIES
RXG25B7 | 2CO 5A Relay Clear 24VAC | 243100 | 221000 | #REF! | George | In Price Book | 3.6 IDSIG,IDMST: EASY LINE RELAYS, SIGN, POWER SUPPLIES, ACCESSORIES
RXG25BD | 2CO 5A Relay Clear 24VDC | 111100 | 101000 | #REF! | George | In Price Book | 3.6 IDSIG,IDMST: EASY LINE RELAYS, SIGN, POWER SUPPLIES, ACCESSORIES
RXG25E7 | 2CO 5A Relay Clear 48VAC | 166100 | 151000 | #REF! | George | In Price Book | 3.6 IDSIG,IDMST: EASY LINE RELAYS, SIGN, POWER SUPPLIES, ACCESSORIES
RXG25ED | 2CO 5A Relay Clear 48VDC | 111100 | 101000 | #REF! | George | In Price Book | 3.6 IDSIG,IDMST: EASY LINE RELAYS, SIGN, POWER SUPPLIES, ACCESSORIES
RXG25F7 | 2CO 5A Relay Clear 120VAC | 243100 | 221000 | #REF! | George | In Price Book | 3.6 IDSIG,IDMST: EASY LINE RELAYS, SIGN, POWER SUPPLIES, ACCESSORIES
RXG25FD | 2CO 5A Relay Clear 110VDC | 111100 | 101000 | #REF! | George | In Price Book | 3.6 IDSIG,IDMST: EASY LINE RELAYS, SIGN, POWER SUPPLIES, ACCESSORIES
RXG25JD | 2CO 5A Relay Clear 12VDC | 111100 | 101000 | #REF! | George | In Price Book | 3.6 IDSIG,IDMST: EASY LINE RELAYS, SIGN, POWER SUPPLIES, ACCESSORIES
RXG25ND | 2CO 5A Relay Clear 60VDC | 111100 | 101000 | #REF! | George | In Price Book | 3.6 IDSIG,IDMST: EASY LINE RELAYS, SIGN, POWER SUPPLIES, ACCESSORIES
RXG25P7 | 2CO 5A Relay Clear 230VAC | 166100 | 151000 | #REF! | George | In Price Book | 3.6 IDSIG,IDMST: EASY LINE RELAYS, SIGN, POWER SUPPLIES, ACCESSORIES
RXG25RD | 2CO 5A Relay Clear 6VDC | 111100 | 101000 | #REF! | George | In Price Book | 3.6 IDSIG,IDMST: EASY LINE RELAYS, SIGN, POWER SUPPLIES, ACCESSORIES
RXM040W | Module diode 6..250 V | 61600 | 56000 | #REF! | George | In Price Book | 3.6 IDSIG,IDMST: EASY LINE RELAYS, SIGN, POWER SUPPLIES, ACCESSORIES
RXM041FU7 | Module RC 110..240 V | 61600 | 56000 | #REF! | George | In Price Book | 3.6 IDSIG,IDMST: EASY LINE RELAYS, SIGN, POWER SUPPLIES, ACCESSORIES
RXM2AB1B7 | Miniature relay 2 CO 24 V AC | 174900 | 159000 | #REF! | George | In Price Book | 3.6 IDSIG,IDMST: EASY LINE RELAYS, SIGN, POWER SUPPLIES, ACCESSORIES
RXM2AB1BD | Miniature relay 2 CO 24 V DC | 163900 | 149000 | #REF! | George | In Price Book | 3.6 IDSIG,IDMST: EASY LINE RELAYS, SIGN, POWER SUPPLIES, ACCESSORIES
RXM2AB1ED | Miniature relay 2 CO 48 V DC | 163900 | 149000 | #REF! | George | In Price Book | 3.6 IDSIG,IDMST: EASY LINE RELAYS, SIGN, POWER SUPPLIES, ACCESSORIES
RXM2AB1F7 | Miniature relay 2 CO 120 V AC | 174900 | 159000 | #REF! | George | In Price Book | 3.6 IDSIG,IDMST: EASY LINE RELAYS, SIGN, POWER SUPPLIES, ACCESSORIES
RXM2AB1JD | Miniature relay 2 CO 12 V DC | 163900 | 149000 | #REF! | George | In Price Book | 3.6 IDSIG,IDMST: EASY LINE RELAYS, SIGN, POWER SUPPLIES, ACCESSORIES
RXM2AB1P7 | Miniature relay 2 CO 230 V AC | 174900 | 159000 | #REF! | George | In Price Book | 3.6 IDSIG,IDMST: EASY LINE RELAYS, SIGN, POWER SUPPLIES, ACCESSORIES
RXM2AB2B7 | Miniature relay 2 CO with LED 24 V AC | 189200 | 172000 | #REF! | George | In Price Book | 3.6 IDSIG,IDMST: EASY LINE RELAYS, SIGN, POWER SUPPLIES, ACCESSORIES
RXM2AB2BD | Miniature relay 2 CO with LED 24 V DC | 178200 | 162000 | #REF! | George | In Price Book | 3.6 IDSIG,IDMST: EASY LINE RELAYS, SIGN, POWER SUPPLIES, ACCESSORIES
RXM2AB2E7 | Miniature relay 2 CO with LED 48 V AC | 189200 | 172000 | #REF! | George | In Price Book | 3.6 IDSIG,IDMST: EASY LINE RELAYS, SIGN, POWER SUPPLIES, ACCESSORIES
RXM2AB2ED | Miniature relay 2 CO with LED 48 V DC | 178200 | 162000 | #REF! | George | In Price Book | 3.6 IDSIG,IDMST: EASY LINE RELAYS, SIGN, POWER SUPPLIES, ACCESSORIES
RXM2AB2F7 | Miniature relay 2 CO with LED 120 V AC | 189200 | 172000 | #REF! | George | In Price Book | 3.6 IDSIG,IDMST: EASY LINE RELAYS, SIGN, POWER SUPPLIES, ACCESSORIES
RXM2AB2JD | Miniature relay 2 CO with LED 12 V DC | 178200 | 162000 | #REF! | George | In Price Book | 3.6 IDSIG,IDMST: EASY LINE RELAYS, SIGN, POWER SUPPLIES, ACCESSORIES
RXM2AB2P7 | MINIATURE RELAY LED 2C/O 230VAC | 189200 | 172000 | #REF! | George | In Price Book | 3.6 IDSIG,IDMST: EASY LINE RELAYS, SIGN, POWER SUPPLIES, ACCESSORIES
RXM2LB1B7 | 5A,2C/O, without LED, 24VAC | 99000 | 90000 | #REF! | George | In Price Book | 3.6 IDSIG,IDMST: EASY LINE RELAYS, SIGN, POWER SUPPLIES, ACCESSORIES
RXM2LB1BD | 5A,2C/O, without LED, 24VDC | 99000 | 90000 | #REF! | George | In Price Book | 3.6 IDSIG,IDMST: EASY LINE RELAYS, SIGN, POWER SUPPLIES, ACCESSORIES
RXM2LB1ED | 5A,2C/O, without LED, 48VDC | 99000 | 90000 | #REF! | George | In Price Book | 3.6 IDSIG,IDMST: EASY LINE RELAYS, SIGN, POWER SUPPLIES, ACCESSORIES
RXM2LB1F7 | 5A,2C/O, without LED, 120VAC | 105600 | 96000 | #REF! | George | In Price Book | 3.6 IDSIG,IDMST: EASY LINE RELAYS, SIGN, POWER SUPPLIES, ACCESSORIES
RXM2LB1JD | 5A,2C/O, without LED, 12VDC | 155100 | 141000 | #REF! | George | In Price Book | 3.6 IDSIG,IDMST: EASY LINE RELAYS, SIGN, POWER SUPPLIES, ACCESSORIES
RXM2LB1P7 | 5A,2C/O, without LED, 230VAC | 99000 | 90000 | #REF! | George | In Price Book | 3.6 IDSIG,IDMST: EASY LINE RELAYS, SIGN, POWER SUPPLIES, ACCESSORIES
RXM2LB2B7 | 5A,2C/O, with LED, 24VAC | 107800 | 98000 | #REF! | George | In Price Book | 3.6 IDSIG,IDMST: EASY LINE RELAYS, SIGN, POWER SUPPLIES, ACCESSORIES
RXM2LB2BD | 5A,2C/O, with LED, 24VDC | 107800 | 98000 | #REF! | George | In Price Book | 3.6 IDSIG,IDMST: EASY LINE RELAYS, SIGN, POWER SUPPLIES, ACCESSORIES
RXM2LB2CD | 5A,2C/O, with LED, 36VDC | 160600 | 146000 | #REF! | George | In Price Book | 3.6 IDSIG,IDMST: EASY LINE RELAYS, SIGN, POWER SUPPLIES, ACCESSORIES
RXM2LB2ED | 5A,2C/O, with LED, 48VDC | 125400 | 114000 | #REF! | George | In Price Book | 3.6 IDSIG,IDMST: EASY LINE RELAYS, SIGN, POWER SUPPLIES, ACCESSORIES
RXM2LB2F7 | 5A,2C/O, with LED, 120VAC | 125400 | 114000 | #REF! | George | In Price Book | 3.6 IDSIG,IDMST: EASY LINE RELAYS, SIGN, POWER SUPPLIES, ACCESSORIES
RXM2LB2FD | 5A,2C/O, with LED, 110VDC | 125400 | 114000 | #REF! | George | In Price Book | 3.6 IDSIG,IDMST: EASY LINE RELAYS, SIGN, POWER SUPPLIES, ACCESSORIES
RXM2LB2JD | 5A,2C/O, with LED, 12VDC | 125400 | 114000 | #REF! | George | In Price Book | 3.6 IDSIG,IDMST: EASY LINE RELAYS, SIGN, POWER SUPPLIES, ACCESSORIES
RXM2LB2P7 | 5A,2C/O, with LED, 230VAC | 107800 | 98000 | #REF! | George | In Price Book | 3.6 IDSIG,IDMST: EASY LINE RELAYS, SIGN, POWER SUPPLIES, ACCESSORIES
RXM3AB1B7 | Miniature relay 3 CO 24 V AC | 195800 | 178000 | #REF! | George | In Price Book | 3.6 IDSIG,IDMST: EASY LINE RELAYS, SIGN, POWER SUPPLIES, ACCESSORIES
RXM3AB1BD | Miniature relay 3 CO 24 V DC | 187000 | 170000 | #REF! | George | In Price Book | 3.6 IDSIG,IDMST: EASY LINE RELAYS, SIGN, POWER SUPPLIES, ACCESSORIES
RXM3AB1F7 | Miniature relay 3 CO 120 V AC | 195800 | 178000 | #REF! | George | In Price Book | 3.6 IDSIG,IDMST: EASY LINE RELAYS, SIGN, POWER SUPPLIES, ACCESSORIES
RXM3AB1FD | Miniature relay 3 CO 110 V DC | 194700 | 177000 | #REF! | George | In Price Book | 3.6 IDSIG,IDMST: EASY LINE RELAYS, SIGN, POWER SUPPLIES, ACCESSORIES
RXM3AB1P7 | Miniature relay 3 CO 230 V AC | 195800 | 178000 | #REF! | George | In Price Book | 3.6 IDSIG,IDMST: EASY LINE RELAYS, SIGN, POWER SUPPLIES, ACCESSORIES
RXM3AB2B7 | Miniature relay 3 CO with LED 24 V AC | 210100 | 191000 | #REF! | George | In Price Book | 3.6 IDSIG,IDMST: EASY LINE RELAYS, SIGN, POWER SUPPLIES, ACCESSORIES
RXM3AB2BD | Miniature relay 3 CO with LED 24 V DC | 201300 | 183000 | #REF! | George | In Price Book | 3.6 IDSIG,IDMST: EASY LINE RELAYS, SIGN, POWER SUPPLIES, ACCESSORIES
RXM3AB2E7 | Miniature relay 3 CO with LED 48 V AC | 207900 | 189000 | #REF! | George | In Price Book | 3.6 IDSIG,IDMST: EASY LINE RELAYS, SIGN, POWER SUPPLIES, ACCESSORIES
RXM3AB2ED | Miniature relay 3 CO with LED 48 V DC | 200200 | 182000 | #REF! | George | In Price Book | 3.6 IDSIG,IDMST: EASY LINE RELAYS, SIGN, POWER SUPPLIES, ACCESSORIES
RXM3AB2FD | Miniature relay 3 CO with LED 110 V DC | 207900 | 189000 | #REF! | George | In Price Book | 3.6 IDSIG,IDMST: EASY LINE RELAYS, SIGN, POWER SUPPLIES, ACCESSORIES
RXM3AB2JD | Miniature relay 3 CO with LED 12 V DC | 201300 | 183000 | #REF! | George | In Price Book | 3.6 IDSIG,IDMST: EASY LINE RELAYS, SIGN, POWER SUPPLIES, ACCESSORIES
RXM3AB2P7 | Miniature relay 3 CO with LED 230 V AC | 210100 | 191000 | #REF! | George | In Price Book | 3.6 IDSIG,IDMST: EASY LINE RELAYS, SIGN, POWER SUPPLIES, ACCESSORIES
RXM4AB1B7 | Miniature relay 4 CO / 24 V 50/60 Hz | 243100 | 221000 | #REF! | George | In Price Book | 3.6 IDSIG,IDMST: EASY LINE RELAYS, SIGN, POWER SUPPLIES, ACCESSORIES
RXM4AB1BD | Miniature relay 4 CO / 24 V DC | 233200 | 212000 | #REF! | George | In Price Book | 3.6 IDSIG,IDMST: EASY LINE RELAYS, SIGN, POWER SUPPLIES, ACCESSORIES
RXM4AB1E7 | Miniature relay 4 CO / 48 V 50/60 Hz | 243100 | 221000 | #REF! | George | In Price Book | 3.6 IDSIG,IDMST: EASY LINE RELAYS, SIGN, POWER SUPPLIES, ACCESSORIES
RXM4AB1ED | Miniature relay 4 CO /48 V DC | 233200 | 212000 | #REF! | George | In Price Book | 3.6 IDSIG,IDMST: EASY LINE RELAYS, SIGN, POWER SUPPLIES, ACCESSORIES
RXM4AB1F7 | Miniature relay 4 CO / 120 V 50/60 Hz | 243100 | 221000 | #REF! | George | In Price Book | 3.6 IDSIG,IDMST: EASY LINE RELAYS, SIGN, POWER SUPPLIES, ACCESSORIES
RXM4AB1FD | Miniature relay 4 CO /110 V DC | 243100 | 221000 | #REF! | George | In Price Book | 3.6 IDSIG,IDMST: EASY LINE RELAYS, SIGN, POWER SUPPLIES, ACCESSORIES
RXM4AB1JD | Miniature relay 4 CO / 12 V DC | 233200 | 212000 | #REF! | George | In Price Book | 3.6 IDSIG,IDMST: EASY LINE RELAYS, SIGN, POWER SUPPLIES, ACCESSORIES
RXM4AB1MD | Miniature relay 4 CO 220 V DC | 243100 | 221000 | #REF! | George | In Price Book | 3.6 IDSIG,IDMST: EASY LINE RELAYS, SIGN, POWER SUPPLIES, ACCESSORIES
RXM4AB1P7 | MINIATURE RELAY 4C/O 230VAC | 243100 | 221000 | #REF! | George | In Price Book | 3.6 IDSIG,IDMST: EASY LINE RELAYS, SIGN, POWER SUPPLIES, ACCESSORIES
RXM4AB1U7 | Miniature relay 4 CO 240 V AC | 243100 | 221000 | #REF! | George | In Price Book | 3.6 IDSIG,IDMST: EASY LINE RELAYS, SIGN, POWER SUPPLIES, ACCESSORIES
RXM4AB2B7 | Miniature relay 4 CO / 24 V 50/60 Hz, with led indicator | 261800 | 238000 | #REF! | George | In Price Book | 3.6 IDSIG,IDMST: EASY LINE RELAYS, SIGN, POWER SUPPLIES, ACCESSORIES
RXM4AB2BD | Miniature relay 4 CO / 24 V DC, with led indicator | 250800 | 228000 | #REF! | George | In Price Book | 3.6 IDSIG,IDMST: EASY LINE RELAYS, SIGN, POWER SUPPLIES, ACCESSORIES
RXM4AB2E7 | Miniature relay 4 CO / 48 V 50/60 Hz, with led indicator | 261800 | 238000 | #REF! | George | In Price Book | 3.6 IDSIG,IDMST: EASY LINE RELAYS, SIGN, POWER SUPPLIES, ACCESSORIES
RXM4AB2ED | Miniature relay 4 CO /48 V DC, with led indicator | 250800 | 228000 | #REF! | George | In Price Book | 3.6 IDSIG,IDMST: EASY LINE RELAYS, SIGN, POWER SUPPLIES, ACCESSORIES
RXM4AB2F7 | Miniature relay 4 CO / 120 V 50/60 Hz, with led indicator | 261800 | 238000 | #REF! | George | In Price Book | 3.6 IDSIG,IDMST: EASY LINE RELAYS, SIGN, POWER SUPPLIES, ACCESSORIES
RXM4AB2FD | Miniature relay 4 CO / 110 V DC, with led indicator | 261800 | 238000 | #REF! | George | In Price Book | 3.6 IDSIG,IDMST: EASY LINE RELAYS, SIGN, POWER SUPPLIES, ACCESSORIES
RXM4AB2GD | Miniature relay 4 CO with LED 125 V DC | 261800 | 238000 | #REF! | George | In Price Book | 3.6 IDSIG,IDMST: EASY LINE RELAYS, SIGN, POWER SUPPLIES, ACCESSORIES
RXM4AB2JD | Miniature relay 4 CO / 12 V DC, with led indicator | 250800 | 228000 | #REF! | George | In Price Book | 3.6 IDSIG,IDMST: EASY LINE RELAYS, SIGN, POWER SUPPLIES, ACCESSORIES
RXM4AB2P7 | Miniature relay 4 CO / 230 V 50/60 Hz, with led indicator | 261800 | 238000 | #REF! | George | In Price Book | 3.6 IDSIG,IDMST: EASY LINE RELAYS, SIGN, POWER SUPPLIES, ACCESSORIES
RXM4LB1B7 | 3A,4C/O, without LED, 24VAC | 110000 | 100000 | #REF! | George | In Price Book | 3.6 IDSIG,IDMST: EASY LINE RELAYS, SIGN, POWER SUPPLIES, ACCESSORIES
RXM4LB1BD | 3A,4C/O, without LED, 24VDC | 110000 | 100000 | #REF! | George | In Price Book | 3.6 IDSIG,IDMST: EASY LINE RELAYS, SIGN, POWER SUPPLIES, ACCESSORIES
RXM4LB1ED | 3A,4C/O, without LED, 48VDC | 110000 | 100000 | #REF! | George | In Price Book | 3.6 IDSIG,IDMST: EASY LINE RELAYS, SIGN, POWER SUPPLIES, ACCESSORIES
RXM4LB1F7 | 3A,4C/O, without LED, 120VAC | 171600 | 156000 | #REF! | George | In Price Book | 3.6 IDSIG,IDMST: EASY LINE RELAYS, SIGN, POWER SUPPLIES, ACCESSORIES
RXM4LB1JD | 3A,4C/O, without LED, 12VDC | 171600 | 156000 | #REF! | George | In Price Book | 3.6 IDSIG,IDMST: EASY LINE RELAYS, SIGN, POWER SUPPLIES, ACCESSORIES
RXM4LB1P7 | 3A,4C/O, without LED, 230VAC | 110000 | 100000 | #REF! | George | In Price Book | 3.6 IDSIG,IDMST: EASY LINE RELAYS, SIGN, POWER SUPPLIES, ACCESSORIES
RXM4LB2B7 | 3A,4C/O, with LED, 24VAC | 129800 | 118000 | #REF! | George | In Price Book | 3.6 IDSIG,IDMST: EASY LINE RELAYS, SIGN, POWER SUPPLIES, ACCESSORIES
RXM4LB2BD | 3A,4C/O, with LED, 24VDC | 129800 | 118000 | #REF! | George | In Price Book | 3.6 IDSIG,IDMST: EASY LINE RELAYS, SIGN, POWER SUPPLIES, ACCESSORIES
RXM4LB2CD | 3A,4C/O, with LED, 36VDC | 200200 | 182000 | #REF! | George | In Price Book | 3.6 IDSIG,IDMST: EASY LINE RELAYS, SIGN, POWER SUPPLIES, ACCESSORIES
RXM4LB2ED | 3A,4C/O, with LED, 48VDC | 136400 | 124000 | #REF! | George | In Price Book | 3.6 IDSIG,IDMST: EASY LINE RELAYS, SIGN, POWER SUPPLIES, ACCESSORIES
RXM4LB2F7 | 3A,4C/O, with LED, 120VAC | 140800 | 128000 | #REF! | George | In Price Book | 3.6 IDSIG,IDMST: EASY LINE RELAYS, SIGN, POWER SUPPLIES, ACCESSORIES
RXM4LB2FD | 3A,4C/O, with LED, 110VDC | 140800 | 128000 | #REF! | George | In Price Book | 3.6 IDSIG,IDMST: EASY LINE RELAYS, SIGN, POWER SUPPLIES, ACCESSORIES
RXM4LB2JD | 3A,4C/O, with LED, 12VDC | 136400 | 124000 | #REF! | George | In Price Book | 3.6 IDSIG,IDMST: EASY LINE RELAYS, SIGN, POWER SUPPLIES, ACCESSORIES
RXM4LB2P7 | 3A,4C/O, with LED, 230VAC | 129800 | 118000 | #REF! | George | In Price Book | 3.6 IDSIG,IDMST: EASY LINE RELAYS, SIGN, POWER SUPPLIES, ACCESSORIES
RXZ400 | Metal maintaining clamp | 13200 | 12000 | #REF! | George | In Price Book | 3.6 IDSIG,IDMST: EASY LINE RELAYS, SIGN, POWER SUPPLIES, ACCESSORIES
RXZE1M2C | mixed 2 poles, screw clamp, 7A, 22,5mm | 50600 | 46000 | #REF! | George | In Price Book | 3.6 IDSIG,IDMST: EASY LINE RELAYS, SIGN, POWER SUPPLIES, ACCESSORIES
RXZE1M4C | mixed 4 poles, screw clamp, 7A, 29mm | 67100 | 61000 | #REF! | George | In Price Book | 3.6 IDSIG,IDMST: EASY LINE RELAYS, SIGN, POWER SUPPLIES, ACCESSORIES
RXZE2M114 | Simple Socket / mixed terminations 4CO | 111100 | 101000 | #REF! | George | In Price Book | 3.6 IDSIG,IDMST: EASY LINE RELAYS, SIGN, POWER SUPPLIES, ACCESSORIES
RXZE2M114M | Simple Socket / mixed terminations 4CO | 111100 | 101000 | #REF! | George | In Price Book | 3.6 IDSIG,IDMST: EASY LINE RELAYS, SIGN, POWER SUPPLIES, ACCESSORIES
RXZE2S108M | LOGIC STYLE SOCKET SEPARATED TERMINATION | 111100 | 101000 | #REF! | George | In Price Book | 3.6 IDSIG,IDMST: EASY LINE RELAYS, SIGN, POWER SUPPLIES, ACCESSORIES
RXZE2S111M | Logic style socket / separated terminati | 111100 | 101000 | #REF! | George | In Price Book | 3.6 IDSIG,IDMST: EASY LINE RELAYS, SIGN, POWER SUPPLIES, ACCESSORIES
RXZE2S114M | Logic style socket / separated terminati | 118800 | 108000 | #REF! | George | In Price Book | 3.6 IDSIG,IDMST: EASY LINE RELAYS, SIGN, POWER SUPPLIES, ACCESSORIES
RXZR335 | Plastic maintaining extracting clamp (price in lot of 100pcs) | 12100 | 11000 | #REF! | George | In Price Book | 3.6 IDSIG,IDMST: EASY LINE RELAYS, SIGN, POWER SUPPLIES, ACCESSORIES
RZM021BN | DIODE + GREEN LED | 220000 | 200000 | #REF! | George | In Price Book | 3.6 IDSIG,IDMST: EASY LINE RELAYS, SIGN, POWER SUPPLIES, ACCESSORIES
RZM021FP | VARISTOR+GREEN LED | 233200 | 212000 | #REF! | George | In Price Book | 3.6 IDSIG,IDMST: EASY LINE RELAYS, SIGN, POWER SUPPLIES, ACCESSORIES
RZM031BN | DIODE + GREEN LED | 144100 | 131000 | #REF! | George | In Price Book | 3.6 IDSIG,IDMST: EASY LINE RELAYS, SIGN, POWER SUPPLIES, ACCESSORIES
RZM031FPD | DIODE + GREEN LED | 214500 | 195000 | #REF! | George | In Price Book | 3.6 IDSIG,IDMST: EASY LINE RELAYS, SIGN, POWER SUPPLIES, ACCESSORIES
RZM031RB | DIODE + GREEN LED | 133100 | 121000 | #REF! | George | In Price Book | 3.6 IDSIG,IDMST: EASY LINE RELAYS, SIGN, POWER SUPPLIES, ACCESSORIES
RZM040W | PROTECTIVE DIODE | 70400 | 64000 | #REF! | George | In Price Book | 3.6 IDSIG,IDMST: EASY LINE RELAYS, SIGN, POWER SUPPLIES, ACCESSORIES
RZM041BN7 | CR PROTECTION CIRCUIT | 145200 | 132000 | #REF! | George | In Price Book | 3.6 IDSIG,IDMST: EASY LINE RELAYS, SIGN, POWER SUPPLIES, ACCESSORIES
RZM041FU7 | CR PROTECTION CIRCUIT | 159500 | 145000 | #REF! | George | In Price Book | 3.6 IDSIG,IDMST: EASY LINE RELAYS, SIGN, POWER SUPPLIES, ACCESSORIES
XACA2014 | PISTOL PENDANT STATION 2 PB + EMERGEN | 2994200 | 2722000 | #REF! | George | In Price Book | 3.6 IDSIG,IDMST: EASY LINE RELAYS, SIGN, POWER SUPPLIES, ACCESSORIES
XACA2074 | PISTOL PENDANT STATION 2 PB + EMERGEN | 3600300 | 3273000 | #REF! | George | In Price Book | 3.6 IDSIG,IDMST: EASY LINE RELAYS, SIGN, POWER SUPPLIES, ACCESSORIES
XACA211 | PUSHBUTTON STATION | 2547600 | 2316000 | #REF! | George | In Price Book | 3.6 IDSIG,IDMST: EASY LINE RELAYS, SIGN, POWER SUPPLIES, ACCESSORIES
XACA2154 | PISTOL PENDANT STATION 2 PB + EMERGEN | 3425400 | 3114000 | #REF! | George | In Price Book | 3.6 IDSIG,IDMST: EASY LINE RELAYS, SIGN, POWER SUPPLIES, ACCESSORIES
XACA271 | PUSHBUTTON STATION | 1557600 | 1416000 | #REF! | George | In Price Book | 3.6 IDSIG,IDMST: EASY LINE RELAYS, SIGN, POWER SUPPLIES, ACCESSORIES
XACA2714 | PUSHBUTTON STATION | 2814900 | 2559000 | #REF! | George | In Price Book | 3.6 IDSIG,IDMST: EASY LINE RELAYS, SIGN, POWER SUPPLIES, ACCESSORIES
XACA281 | PUSHBUTTON STATION | 1614800 | 1468000 | #REF! | George | In Price Book | 3.6 IDSIG,IDMST: EASY LINE RELAYS, SIGN, POWER SUPPLIES, ACCESSORIES
XACA2814 | PUSHBUTTON STATION | 2928200 | 2662000 | #REF! | George | In Price Book | 3.6 IDSIG,IDMST: EASY LINE RELAYS, SIGN, POWER SUPPLIES, ACCESSORIES
XACA28141 | PUSHBUTTON STATION | 4434100 | 4031000 | #REF! | George | In Price Book | 3.6 IDSIG,IDMST: EASY LINE RELAYS, SIGN, POWER SUPPLIES, ACCESSORIES
XACA491 | PENDANT CONTROL STATION | 3668500 | 3335000 | #REF! | George | In Price Book | 3.6 IDSIG,IDMST: EASY LINE RELAYS, SIGN, POWER SUPPLIES, ACCESSORIES
XACA4914 | PUSHBUTTON STATION | 4090900 | 3719000 | #REF! | George | In Price Book | 3.6 IDSIG,IDMST: EASY LINE RELAYS, SIGN, POWER SUPPLIES, ACCESSORIES
XACA49141 | PUSHBUTTON STATION | 5188700 | 4717000 | #REF! | George | In Price Book | 3.6 IDSIG,IDMST: EASY LINE RELAYS, SIGN, POWER SUPPLIES, ACCESSORIES
XALD01 | 1 P.B EMPTY CONT. BOX | 209000 | 190000 | #REF! | George | In Price Book | 3.6 IDSIG,IDMST: EASY LINE RELAYS, SIGN, POWER SUPPLIES, ACCESSORIES
XALD02 | 2 P.B EMPTY CONT. BOX | 314600 | 286000 | #REF! | George | In Price Book | 3.6 IDSIG,IDMST: EASY LINE RELAYS, SIGN, POWER SUPPLIES, ACCESSORIES
XALD03 | 3 P.B EMPTY CONT. BOX | 382800 | 348000 | #REF! | George | In Price Book | 3.6 IDSIG,IDMST: EASY LINE RELAYS, SIGN, POWER SUPPLIES, ACCESSORIES
XALD04 | 4 P.B EMPTY CONT. BOX | 493900 | 449000 | #REF! | George | In Price Book | 3.6 IDSIG,IDMST: EASY LINE RELAYS, SIGN, POWER SUPPLIES, ACCESSORIES
XALD05 | 5 P.B EMPTY CONT. BOX | 566500 | 515000 | #REF! | George | In Price Book | 3.6 IDSIG,IDMST: EASY LINE RELAYS, SIGN, POWER SUPPLIES, ACCESSORIES
XALD102 | .1 PUSH BUTTON CONTROL BO | 544500 | 495000 | #REF! | George | In Price Book | 3.6 IDSIG,IDMST: EASY LINE RELAYS, SIGN, POWER SUPPLIES, ACCESSORIES
XALD134 | SELECTOR SWITCH CONT. BOX | 586300 | 533000 | #REF! | George | In Price Book | 3.6 IDSIG,IDMST: EASY LINE RELAYS, SIGN, POWER SUPPLIES, ACCESSORIES
XALD144 | SELECTOR SWITCH CONT. BOX | 864600 | 786000 | #REF! | George | In Price Book | 3.6 IDSIG,IDMST: EASY LINE RELAYS, SIGN, POWER SUPPLIES, ACCESSORIES
XALD213 | .2 PUSH BUTTONS CONT. BOX | 1136300 | 1033000 | #REF! | George | In Price Book | 3.6 IDSIG,IDMST: EASY LINE RELAYS, SIGN, POWER SUPPLIES, ACCESSORIES
XALD215 | .2 PUSH BUTTONS CONT. BOX | 1136300 | 1033000 | #REF! | George | In Price Book | 3.6 IDSIG,IDMST: EASY LINE RELAYS, SIGN, POWER SUPPLIES, ACCESSORIES
XALD363M | .2 P.B. + LIGHT CONT. BOX | 1896400 | 1724000 | #REF! | George | In Price Book | 3.6 IDSIG,IDMST: EASY LINE RELAYS, SIGN, POWER SUPPLIES, ACCESSORIES
XALE1 | EMPTY 1 HOLE | 231000 | 210000 | #REF! | George | In Price Book | 3.6 IDSIG,IDMST: EASY LINE RELAYS, SIGN, POWER SUPPLIES, ACCESSORIES
XALE2 | EMPTY 2 HOLES | 242000 | 220000 | #REF! | George | In Price Book | 3.6 IDSIG,IDMST: EASY LINE RELAYS, SIGN, POWER SUPPLIES, ACCESSORIES
XALE3 | EMPTY 3 HOLES | 256300 | 233000 | #REF! | George | In Price Book | 3.6 IDSIG,IDMST: EASY LINE RELAYS, SIGN, POWER SUPPLIES, ACCESSORIES
XALK01 | 1 P.B.EMPTY YELL.CONT.BOX | 209000 | 190000 | #REF! | George | In Price Book | 3.6 IDSIG,IDMST: EASY LINE RELAYS, SIGN, POWER SUPPLIES, ACCESSORIES
XALK02 | 2 P.B EMPTY CONT. BOX | 314600 | 286000 | #REF! | George | In Price Book | 3.6 IDSIG,IDMST: EASY LINE RELAYS, SIGN, POWER SUPPLIES, ACCESSORIES
XALK03 | 3 P.B EMPTY CONT. BOX | 382800 | 348000 | #REF! | George | In Price Book | 3.6 IDSIG,IDMST: EASY LINE RELAYS, SIGN, POWER SUPPLIES, ACCESSORIES
XALK04 | 4 P.B EMPTY CONT. BOX | 492800 | 448000 | #REF! | George | In Price Book | 3.6 IDSIG,IDMST: EASY LINE RELAYS, SIGN, POWER SUPPLIES, ACCESSORIES
XALK05 | 5 P.B EMPTY CONT. BOX | 566500 | 515000 | #REF! | George | In Price Book | 3.6 IDSIG,IDMST: EASY LINE RELAYS, SIGN, POWER SUPPLIES, ACCESSORIES
XALK178E | EMERGENCY STOP CONT. BOX | 671000 | 610000 | #REF! | George | In Price Book | 3.6 IDSIG,IDMST: EASY LINE RELAYS, SIGN, POWER SUPPLIES, ACCESSORIES
XALK178F | EMERGENCY STOP CONT. BOX | 671000 | 610000 | #REF! | George | In Price Book | 3.6 IDSIG,IDMST: EASY LINE RELAYS, SIGN, POWER SUPPLIES, ACCESSORIES
XALK178G | EMERGENCY STOP CONT. BOX | 777700 | 707000 | #REF! | George | In Price Book | 3.6 IDSIG,IDMST: EASY LINE RELAYS, SIGN, POWER SUPPLIES, ACCESSORIES
XALK188E | EMERGENCY STOP CONT. BOX | 847000 | 770000 | #REF! | George | In Price Book | 3.6 IDSIG,IDMST: EASY LINE RELAYS, SIGN, POWER SUPPLIES, ACCESSORIES
XALK188F | EMERGENCY STOP CONT. BOX | 847000 | 770000 | #REF! | George | In Price Book | 3.6 IDSIG,IDMST: EASY LINE RELAYS, SIGN, POWER SUPPLIES, ACCESSORIES
XALK188G | EMERGENCY STOP CONT. BOX | 953700 | 867000 | #REF! | George | In Price Book | 3.6 IDSIG,IDMST: EASY LINE RELAYS, SIGN, POWER SUPPLIES, ACCESSORIES
XB4BA21 | PUSHBUTTON BLACK | 260700 | 237000 | #REF! | George | In Price Book | 3.6 IDSIG,IDMST: EASY LINE RELAYS, SIGN, POWER SUPPLIES, ACCESSORIES
XB4BA31 | PUSHBUTTON GREEN color | 260700 | 237000 | #REF! | George | In Price Book | 3.6 IDSIG,IDMST: EASY LINE RELAYS, SIGN, POWER SUPPLIES, ACCESSORIES
XB4BA42 | PUSHBUTTON RED | 260700 | 237000 | #REF! | George | In Price Book | 3.6 IDSIG,IDMST: EASY LINE RELAYS, SIGN, POWER SUPPLIES, ACCESSORIES
XB4BA51 | PUSHBUTTON | 260700 | 237000 | #REF! | George | In Price Book | 3.6 IDSIG,IDMST: EASY LINE RELAYS, SIGN, POWER SUPPLIES, ACCESSORIES
XB4BA61 | PUSHBUTTON BLUE | 260700 | 237000 | #REF! | George | In Price Book | 3.6 IDSIG,IDMST: EASY LINE RELAYS, SIGN, POWER SUPPLIES, ACCESSORIES
XB4BC21 | PUSHBUTTON | 521400 | 474000 | #REF! | George | In Price Book | 3.6 IDSIG,IDMST: EASY LINE RELAYS, SIGN, POWER SUPPLIES, ACCESSORIES
XB4BD21 | SELECTOR SWITCH | 291500 | 265000 | #REF! | George | In Price Book | 3.6 IDSIG,IDMST: EASY LINE RELAYS, SIGN, POWER SUPPLIES, ACCESSORIES
XB4BD25 | SELECTOR SWITCH | 330000 | 300000 | #REF! | George | In Price Book | 3.6 IDSIG,IDMST: EASY LINE RELAYS, SIGN, POWER SUPPLIES, ACCESSORIES
XB4BD33 | SELECTOR SWITCH | 336600 | 306000 | #REF! | George | In Price Book | 3.6 IDSIG,IDMST: EASY LINE RELAYS, SIGN, POWER SUPPLIES, ACCESSORIES
XB4BD53 | SELECTOR SWITCH | 394900 | 359000 | #REF! | George | In Price Book | 3.6 IDSIG,IDMST: EASY LINE RELAYS, SIGN, POWER SUPPLIES, ACCESSORIES
XB4BG03 | KEY SELECTOR SWITCH | 693000 | 630000 | #REF! | George | In Price Book | 3.6 IDSIG,IDMST: EASY LINE RELAYS, SIGN, POWER SUPPLIES, ACCESSORIES
XB4BG21 | KEY SELECTOR SWITCH | 625900 | 569000 | #REF! | George | In Price Book | 3.6 IDSIG,IDMST: EASY LINE RELAYS, SIGN, POWER SUPPLIES, ACCESSORIES
XB4BG33 | KEY SELECTOR SWITCH | 723800 | 658000 | #REF! | George | In Price Book | 3.6 IDSIG,IDMST: EASY LINE RELAYS, SIGN, POWER SUPPLIES, ACCESSORIES
XB4BG41 | KEY SELECTOR SWITCH | 655600 | 596000 | #REF! | George | In Price Book | 3.6 IDSIG,IDMST: EASY LINE RELAYS, SIGN, POWER SUPPLIES, ACCESSORIES
XB4BG61 | KEY SELECTOR SWITCH | 672100 | 611000 | #REF! | George | In Price Book | 3.6 IDSIG,IDMST: EASY LINE RELAYS, SIGN, POWER SUPPLIES, ACCESSORIES
XB4BJ21 | SELECTOR SWITCH | 389400 | 354000 | #REF! | George | In Price Book | 3.6 IDSIG,IDMST: EASY LINE RELAYS, SIGN, POWER SUPPLIES, ACCESSORIES
XB4BJ33 | SELECTOR SWITCH | 424600 | 386000 | #REF! | George | In Price Book | 3.6 IDSIG,IDMST: EASY LINE RELAYS, SIGN, POWER SUPPLIES, ACCESSORIES
XB4BJ53 | SELECTOR SWITCH | 501600 | 456000 | #REF! | George | In Price Book | 3.6 IDSIG,IDMST: EASY LINE RELAYS, SIGN, POWER SUPPLIES, ACCESSORIES
XB4BL42 | PUSHBUTTON | 385000 | 350000 | #REF! | George | In Price Book | 3.6 IDSIG,IDMST: EASY LINE RELAYS, SIGN, POWER SUPPLIES, ACCESSORIES
XB4BL73415 | COMPLETE METAL DOUBLE HEADED PUSHBUTTONS | 804100 | 731000 | #REF! | George | In Price Book | 3.6 IDSIG,IDMST: EASY LINE RELAYS, SIGN, POWER SUPPLIES, ACCESSORIES
XB4BP21 | PUSHBUTTON | 447700 | 407000 | #REF! | George | In Price Book | 3.6 IDSIG,IDMST: EASY LINE RELAYS, SIGN, POWER SUPPLIES, ACCESSORIES
XB4BP31 | PUSHBUTTON | 447700 | 407000 | #REF! | George | In Price Book | 3.6 IDSIG,IDMST: EASY LINE RELAYS, SIGN, POWER SUPPLIES, ACCESSORIES
XB4BP42 | PUSHBUTTON | 447700 | 407000 | #REF! | George | In Price Book | 3.6 IDSIG,IDMST: EASY LINE RELAYS, SIGN, POWER SUPPLIES, ACCESSORIES
XB4BP51 | PUSHBUTTON | 447700 | 407000 | #REF! | George | In Price Book | 3.6 IDSIG,IDMST: EASY LINE RELAYS, SIGN, POWER SUPPLIES, ACCESSORIES
XB4BS8442 | PUSHBUTTON, EMERGENCY SWITCHING OFF | 644600 | 586000 | #REF! | George | In Price Book | 3.6 IDSIG,IDMST: EASY LINE RELAYS, SIGN, POWER SUPPLIES, ACCESSORIES
XB4BS9442 | EMERGENCY STOP | 975700 | 887000 | #REF! | George | In Price Book | 3.6 IDSIG,IDMST: EASY LINE RELAYS, SIGN, POWER SUPPLIES, ACCESSORIES
XB4BS9445 | RED EMERGENCY STOP TRIGGER ISO13850 KEY | 618200 | 562000 | #REF! | George | In Price Book | 3.6 IDSIG,IDMST: EASY LINE RELAYS, SIGN, POWER SUPPLIES, ACCESSORIES
XB4BT842 | PUSHBUTTON, EMERGENCY SWITCHING OFF | 651200 | 592000 | #REF! | George | In Price Book | 3.6 IDSIG,IDMST: EASY LINE RELAYS, SIGN, POWER SUPPLIES, ACCESSORIES
XB4BV61 | DIRECT SUPPLY PILOT LIGHT WHITE | 437800 | 398000 | #REF! | George | In Price Book | 3.6 IDSIG,IDMST: EASY LINE RELAYS, SIGN, POWER SUPPLIES, ACCESSORIES
XB4BV63 | DIRECT SUPPLY PILOT LIGHT | 437800 | 398000 | #REF! | George | In Price Book | 3.6 IDSIG,IDMST: EASY LINE RELAYS, SIGN, POWER SUPPLIES, ACCESSORIES
XB4BV64 | DIRECT SUPPLY PILOT LIGHT | 437800 | 398000 | #REF! | George | In Price Book | 3.6 IDSIG,IDMST: EASY LINE RELAYS, SIGN, POWER SUPPLIES, ACCESSORIES
XB4BV65 | DIRECT SUPPLY PILOT LIGHT | 437800 | 398000 | #REF! | George | In Price Book | 3.6 IDSIG,IDMST: EASY LINE RELAYS, SIGN, POWER SUPPLIES, ACCESSORIES
XB4BVB1 | 24 V LED PILOT LIGHT BODY | 435600 | 396000 | #REF! | George | In Price Book | 3.6 IDSIG,IDMST: EASY LINE RELAYS, SIGN, POWER SUPPLIES, ACCESSORIES
XB4BVB3 | 24 V LED PILOT LIGHT BODY GREEN | 435600 | 396000 | #REF! | George | In Price Book | 3.6 IDSIG,IDMST: EASY LINE RELAYS, SIGN, POWER SUPPLIES, ACCESSORIES
XB4BVB4 | 24 V LED PILOT LIGHT BODY | 435600 | 396000 | #REF! | George | In Price Book | 3.6 IDSIG,IDMST: EASY LINE RELAYS, SIGN, POWER SUPPLIES, ACCESSORIES
XB4BVB5 | 24 V LED PILOT LIGHT BODY YELLOW | 435600 | 396000 | #REF! | George | In Price Book | 3.6 IDSIG,IDMST: EASY LINE RELAYS, SIGN, POWER SUPPLIES, ACCESSORIES
XB4BVB6 | 24 V LED PILOT LIGHT BODY | 435600 | 396000 | #REF! | George | In Price Book | 3.6 IDSIG,IDMST: EASY LINE RELAYS, SIGN, POWER SUPPLIES, ACCESSORIES
XB4BVG1 | 24 V LED PILOT LIGHT BODY | 564300 | 513000 | #REF! | George | In Price Book | 3.6 IDSIG,IDMST: EASY LINE RELAYS, SIGN, POWER SUPPLIES, ACCESSORIES
XB4BVG3 | 120 V LED PILOT LIGHT BOD | 564300 | 513000 | #REF! | George | In Price Book | 3.6 IDSIG,IDMST: EASY LINE RELAYS, SIGN, POWER SUPPLIES, ACCESSORIES
XB4BVG4 | 1210 V LED PILOT LIGHT BO | 564300 | 513000 | #REF! | George | In Price Book | 3.6 IDSIG,IDMST: EASY LINE RELAYS, SIGN, POWER SUPPLIES, ACCESSORIES
XB4BVG5 | 120 V LED PILOT LIGHT BOD | 564300 | 513000 | #REF! | George | In Price Book | 3.6 IDSIG,IDMST: EASY LINE RELAYS, SIGN, POWER SUPPLIES, ACCESSORIES
XB4BVM1 | PILOT LIGHT White | 722700 | 657000 | #REF! | George | In Price Book | 3.6 IDSIG,IDMST: EASY LINE RELAYS, SIGN, POWER SUPPLIES, ACCESSORIES
XB4BVM3 | PILOT LIGHT GREEN | 722700 | 657000 | #REF! | George | In Price Book | 3.6 IDSIG,IDMST: EASY LINE RELAYS, SIGN, POWER SUPPLIES, ACCESSORIES
XB4BVM4 | PILOT LIGHT RED | 722700 | 657000 | #REF! | George | In Price Book | 3.6 IDSIG,IDMST: EASY LINE RELAYS, SIGN, POWER SUPPLIES, ACCESSORIES
XB4BVM5 | PILOT LIGHT YELLOW | 722700 | 657000 | #REF! | George | In Price Book | 3.6 IDSIG,IDMST: EASY LINE RELAYS, SIGN, POWER SUPPLIES, ACCESSORIES
XB4BVM6 | 230V LED PILOT LIGHT BODY | 722700 | 657000 | #REF! | George | In Price Book | 3.6 IDSIG,IDMST: EASY LINE RELAYS, SIGN, POWER SUPPLIES, ACCESSORIES
XB4BW3165 | ILLUMINATED PUSHBUTTON | 570900 | 519000 | #REF! | George | In Price Book | 3.6 IDSIG,IDMST: EASY LINE RELAYS, SIGN, POWER SUPPLIES, ACCESSORIES
XB4BW31B5 | ILLUMINATED PUSHBUTTON | 656700 | 597000 | #REF! | George | In Price Book | 3.6 IDSIG,IDMST: EASY LINE RELAYS, SIGN, POWER SUPPLIES, ACCESSORIES
XB4BW31M5 | IMMUMINATED PUSHBOTTON | 894300 | 813000 | #REF! | George | In Price Book | 3.6 IDSIG,IDMST: EASY LINE RELAYS, SIGN, POWER SUPPLIES, ACCESSORIES
XB4BW3365 | ILLUMINATED PUSHBUTTON | 570900 | 519000 | #REF! | George | In Price Book | 3.6 IDSIG,IDMST: EASY LINE RELAYS, SIGN, POWER SUPPLIES, ACCESSORIES
XB4BW33B5 | ILLUMINATED PUSHBUTTON | 656700 | 597000 | #REF! | George | In Price Book | 3.6 IDSIG,IDMST: EASY LINE RELAYS, SIGN, POWER SUPPLIES, ACCESSORIES
XB4BW33G5 | ILLUMINATED PUSHBUTTON | 719400 | 654000 | #REF! | George | In Price Book | 3.6 IDSIG,IDMST: EASY LINE RELAYS, SIGN, POWER SUPPLIES, ACCESSORIES
XB4BW33M5 | ILLUMINATED PUSHBUTTON | 895400 | 814000 | #REF! | George | In Price Book | 3.6 IDSIG,IDMST: EASY LINE RELAYS, SIGN, POWER SUPPLIES, ACCESSORIES
XB4BW3465 | ILLUMINATED PUSHBUTTON | 570900 | 519000 | #REF! | George | In Price Book | 3.6 IDSIG,IDMST: EASY LINE RELAYS, SIGN, POWER SUPPLIES, ACCESSORIES
XB4BW34B5 | ILLUMINATED PUSHBUTTON | 656700 | 597000 | #REF! | George | In Price Book | 3.6 IDSIG,IDMST: EASY LINE RELAYS, SIGN, POWER SUPPLIES, ACCESSORIES
XB4BW34G5 | ILLUMINATED PUSHBUTTON | 719400 | 654000 | #REF! | George | In Price Book | 3.6 IDSIG,IDMST: EASY LINE RELAYS, SIGN, POWER SUPPLIES, ACCESSORIES
XB4BW34M5 | ILLUMINATED PUSHBUTTON | 895400 | 814000 | #REF! | George | In Price Book | 3.6 IDSIG,IDMST: EASY LINE RELAYS, SIGN, POWER SUPPLIES, ACCESSORIES
XB4BW3565 | ILLUMINATED PUSHBUTTON | 570900 | 519000 | #REF! | George | In Price Book | 3.6 IDSIG,IDMST: EASY LINE RELAYS, SIGN, POWER SUPPLIES, ACCESSORIES
XB4BW35B5 | ILLUMINATED PUSHBUTTON | 656700 | 597000 | #REF! | George | In Price Book | 3.6 IDSIG,IDMST: EASY LINE RELAYS, SIGN, POWER SUPPLIES, ACCESSORIES
XB4BW35G5 | ILLUMINATED PUSHBUTTON | 717200 | 652000 | #REF! | George | In Price Book | 3.6 IDSIG,IDMST: EASY LINE RELAYS, SIGN, POWER SUPPLIES, ACCESSORIES
XB4BW35M5 | ILLUMINATED PUSHBUTTON | 894300 | 813000 | #REF! | George | In Price Book | 3.6 IDSIG,IDMST: EASY LINE RELAYS, SIGN, POWER SUPPLIES, ACCESSORIES
XB4BW36B5 | ILLUMINATED PUSHBUTTON | 656700 | 597000 | #REF! | George | In Price Book | 3.6 IDSIG,IDMST: EASY LINE RELAYS, SIGN, POWER SUPPLIES, ACCESSORIES
XB4BW36G5 | ILLUMINATED PUSHBUTTON | 710600 | 646000 | #REF! | George | In Price Book | 3.6 IDSIG,IDMST: EASY LINE RELAYS, SIGN, POWER SUPPLIES, ACCESSORIES
XB4BW36M5 | JOYSTICK CPNTACT BLOCK | 894300 | 813000 | #REF! | George | In Price Book | 3.6 IDSIG,IDMST: EASY LINE RELAYS, SIGN, POWER SUPPLIES, ACCESSORIES
XB5AA21 | PUSHBUTTON BLACK | 152900 | 139000 | #REF! | George | In Price Book | 3.6 IDSIG,IDMST: EASY LINE RELAYS, SIGN, POWER SUPPLIES, ACCESSORIES
XB5AA31 | PUSHBUTTON GREEN | 152900 | 139000 | #REF! | George | In Price Book | 3.6 IDSIG,IDMST: EASY LINE RELAYS, SIGN, POWER SUPPLIES, ACCESSORIES
XB5AA42 | PUSHBUTTON RED | 152900 | 139000 | #REF! | George | In Price Book | 3.6 IDSIG,IDMST: EASY LINE RELAYS, SIGN, POWER SUPPLIES, ACCESSORIES
XB5AA51 | PUSHBUTTON | 152900 | 139000 | #REF! | George | In Price Book | 3.6 IDSIG,IDMST: EASY LINE RELAYS, SIGN, POWER SUPPLIES, ACCESSORIES
XB5AA61 | PUSHBUTTON | 152900 | 139000 | #REF! | George | In Price Book | 3.6 IDSIG,IDMST: EASY LINE RELAYS, SIGN, POWER SUPPLIES, ACCESSORIES
XB5AD21 | SELECTOR SWITCH | 254100 | 231000 | #REF! | George | In Price Book | 3.6 IDSIG,IDMST: EASY LINE RELAYS, SIGN, POWER SUPPLIES, ACCESSORIES
XB5AD25 | SELECTOR SWITCH | 283800 | 258000 | #REF! | George | In Price Book | 3.6 IDSIG,IDMST: EASY LINE RELAYS, SIGN, POWER SUPPLIES, ACCESSORIES
XB5AD33 | SELECTOR SWITCH | 289300 | 263000 | #REF! | George | In Price Book | 3.6 IDSIG,IDMST: EASY LINE RELAYS, SIGN, POWER SUPPLIES, ACCESSORIES
XB5AD53 | SELECTOR SWITCH | 341000 | 310000 | #REF! | George | In Price Book | 3.6 IDSIG,IDMST: EASY LINE RELAYS, SIGN, POWER SUPPLIES, ACCESSORIES
XB5AG03 | KEY SELECTOR SWITCH | 596200 | 542000 | #REF! | George | In Price Book | 3.6 IDSIG,IDMST: EASY LINE RELAYS, SIGN, POWER SUPPLIES, ACCESSORIES
XB5AG21 | KEY SELECTOR SWITCH | 539000 | 490000 | #REF! | George | In Price Book | 3.6 IDSIG,IDMST: EASY LINE RELAYS, SIGN, POWER SUPPLIES, ACCESSORIES
XB5AG33 | KEY SELECTOR SWITCH | 623700 | 567000 | #REF! | George | In Price Book | 3.6 IDSIG,IDMST: EASY LINE RELAYS, SIGN, POWER SUPPLIES, ACCESSORIES
XB5AG41 | KEY SELECTOR SWITCH | 565400 | 514000 | #REF! | George | In Price Book | 3.6 IDSIG,IDMST: EASY LINE RELAYS, SIGN, POWER SUPPLIES, ACCESSORIES
XB5AJ21 | SELECTOR SWITCH | 336600 | 306000 | #REF! | George | In Price Book | 3.6 IDSIG,IDMST: EASY LINE RELAYS, SIGN, POWER SUPPLIES, ACCESSORIES
XB5AJ33 | SELECTOR SWITCH | 365200 | 332000 | #REF! | George | In Price Book | 3.6 IDSIG,IDMST: EASY LINE RELAYS, SIGN, POWER SUPPLIES, ACCESSORIES
XB5AJ53 | SELECTOR SWITCH | 431200 | 392000 | #REF! | George | In Price Book | 3.6 IDSIG,IDMST: EASY LINE RELAYS, SIGN, POWER SUPPLIES, ACCESSORIES
XB5AS8442 | EMERGENCY STOP PLASTIK | 370700 | 337000 | #REF! | George | In Price Book | 3.6 IDSIG,IDMST: EASY LINE RELAYS, SIGN, POWER SUPPLIES, ACCESSORIES
XB5AS9442 | PUSHBUTTON, EMERGENCY SWITCHING OFF | 563200 | 512000 | #REF! | George | In Price Book | 3.6 IDSIG,IDMST: EASY LINE RELAYS, SIGN, POWER SUPPLIES, ACCESSORIES
XB5AT842 | PUSHBUTTON, EMERGENCY SWITCHING OFF | 378400 | 344000 | #REF! | George | In Price Book | 3.6 IDSIG,IDMST: EASY LINE RELAYS, SIGN, POWER SUPPLIES, ACCESSORIES
XB5AV61 | DIRECT SUPPLY PILOT LIGHT | 189200 | 172000 | #REF! | George | In Price Book | 3.6 IDSIG,IDMST: EASY LINE RELAYS, SIGN, POWER SUPPLIES, ACCESSORIES
XB5AV63 | DIRECT SUPPLY PILOT LIGHT | 189200 | 172000 | #REF! | George | In Price Book | 3.6 IDSIG,IDMST: EASY LINE RELAYS, SIGN, POWER SUPPLIES, ACCESSORIES
XB5AV64 | DIRECT SUPPLY PILOT LIGHT | 189200 | 172000 | #REF! | George | In Price Book | 3.6 IDSIG,IDMST: EASY LINE RELAYS, SIGN, POWER SUPPLIES, ACCESSORIES
XB5AV65 | DIRECT SUPPLY PILOT LIGHT | 190300 | 173000 | #REF! | George | In Price Book | 3.6 IDSIG,IDMST: EASY LINE RELAYS, SIGN, POWER SUPPLIES, ACCESSORIES
XB5AVB1 | 24VDC/AC LED PILOT LIGHT White | 272800 | 248000 | #REF! | George | In Price Book | 3.6 IDSIG,IDMST: EASY LINE RELAYS, SIGN, POWER SUPPLIES, ACCESSORIES
XB5AVB3 | 24VDC/AC LED PILOT LIGHT Green | 272800 | 248000 | #REF! | George | In Price Book | 3.6 IDSIG,IDMST: EASY LINE RELAYS, SIGN, POWER SUPPLIES, ACCESSORIES
XB5AVB4 | 24VDC/AC LED PILOT LIGHT RED | 272800 | 248000 | #REF! | George | In Price Book | 3.6 IDSIG,IDMST: EASY LINE RELAYS, SIGN, POWER SUPPLIES, ACCESSORIES
XB5AVB5 | 24VDC/AC LED PILOT LIGHT Yellow Orange | 272800 | 248000 | #REF! | George | In Price Book | 3.6 IDSIG,IDMST: EASY LINE RELAYS, SIGN, POWER SUPPLIES, ACCESSORIES
XB5AVB6 | 24VDC/AC LED PILOT LIGHT Blue | 272800 | 248000 | #REF! | George | In Price Book | 3.6 IDSIG,IDMST: EASY LINE RELAYS, SIGN, POWER SUPPLIES, ACCESSORIES
XB5AVG1 | 120 V LED PILOT LIGHT WHITE | 300300 | 273000 | #REF! | George | In Price Book | 3.6 IDSIG,IDMST: EASY LINE RELAYS, SIGN, POWER SUPPLIES, ACCESSORIES
XB5AVG3 | 120 V LED PILOT LIGHT | 300300 | 273000 | #REF! | George | In Price Book | 3.6 IDSIG,IDMST: EASY LINE RELAYS, SIGN, POWER SUPPLIES, ACCESSORIES
XB5AVG4 | 120 V LED PILOT LIGHT | 300300 | 273000 | #REF! | George | In Price Book | 3.6 IDSIG,IDMST: EASY LINE RELAYS, SIGN, POWER SUPPLIES, ACCESSORIES
XB5AVG5 | 120 V LED PILOT LIGHT YELLOW | 300300 | 273000 | #REF! | George | In Price Book | 3.6 IDSIG,IDMST: EASY LINE RELAYS, SIGN, POWER SUPPLIES, ACCESSORIES
XB5AVM1 | 230 V LED PILOT LIGHT WHITE | 330000 | 300000 | #REF! | George | In Price Book | 3.6 IDSIG,IDMST: EASY LINE RELAYS, SIGN, POWER SUPPLIES, ACCESSORIES
XB5AVM3 | 230 V LED PILOT LIGHT GREEN | 330000 | 300000 | #REF! | George | In Price Book | 3.6 IDSIG,IDMST: EASY LINE RELAYS, SIGN, POWER SUPPLIES, ACCESSORIES
XB5AVM4 | 230 V LED PILOT LIGHT | 330000 | 300000 | #REF! | George | In Price Book | 3.6 IDSIG,IDMST: EASY LINE RELAYS, SIGN, POWER SUPPLIES, ACCESSORIES
XB5AVM5 | 230 V LED PILOT LIGHT | 330000 | 300000 | #REF! | George | In Price Book | 3.6 IDSIG,IDMST: EASY LINE RELAYS, SIGN, POWER SUPPLIES, ACCESSORIES
XB5AVM6 | 231 V LED PILOT LIGHT | 330000 | 300000 | #REF! | George | In Price Book | 3.6 IDSIG,IDMST: EASY LINE RELAYS, SIGN, POWER SUPPLIES, ACCESSORIES
XB5AW3165 | ILLUMINATED PUSHBUTTON | 517000 | 470000 | #REF! | George | In Price Book | 3.6 IDSIG,IDMST: EASY LINE RELAYS, SIGN, POWER SUPPLIES, ACCESSORIES
XB5AW31B5 | ILLUMINATED PUSHBUTTON | 470800 | 428000 | #REF! | George | In Price Book | 3.6 IDSIG,IDMST: EASY LINE RELAYS, SIGN, POWER SUPPLIES, ACCESSORIES
XB5AW31G5 | ILLUMINATED PUSHBUTTON | 525800 | 478000 | #REF! | George | In Price Book | 3.6 IDSIG,IDMST: EASY LINE RELAYS, SIGN, POWER SUPPLIES, ACCESSORIES
XB5AW31M5 | ILLUMINATED PUSHBUTTON | 640200 | 582000 | #REF! | George | In Price Book | 3.6 IDSIG,IDMST: EASY LINE RELAYS, SIGN, POWER SUPPLIES, ACCESSORIES
XB5AW3365 | ILLUMINATED PUSHBUTTON | 517000 | 470000 | #REF! | George | In Price Book | 3.6 IDSIG,IDMST: EASY LINE RELAYS, SIGN, POWER SUPPLIES, ACCESSORIES
XB5AW33B5 | ILLUMINATED PUSHBUTTON | 470800 | 428000 | #REF! | George | In Price Book | 3.6 IDSIG,IDMST: EASY LINE RELAYS, SIGN, POWER SUPPLIES, ACCESSORIES
XB5AW33G5 | ILLUMINATED PUSHBUTTON | 525800 | 478000 | #REF! | George | In Price Book | 3.6 IDSIG,IDMST: EASY LINE RELAYS, SIGN, POWER SUPPLIES, ACCESSORIES
XB5AW33M5 | ILLUMINATED PUSHBUTTON | 640200 | 582000 | #REF! | George | In Price Book | 3.6 IDSIG,IDMST: EASY LINE RELAYS, SIGN, POWER SUPPLIES, ACCESSORIES
XB5AW3465 | ILLUMINATED PUSHBUTTON | 517000 | 470000 | #REF! | George | In Price Book | 3.6 IDSIG,IDMST: EASY LINE RELAYS, SIGN, POWER SUPPLIES, ACCESSORIES
XB5AW34B5 | ILLUMINATED PUSHBUTTON | 470800 | 428000 | #REF! | George | In Price Book | 3.6 IDSIG,IDMST: EASY LINE RELAYS, SIGN, POWER SUPPLIES, ACCESSORIES
XB5AW34G5 | ILLUMINATED PUSHBUTTON | 525800 | 478000 | #REF! | George | In Price Book | 3.6 IDSIG,IDMST: EASY LINE RELAYS, SIGN, POWER SUPPLIES, ACCESSORIES
XB5AW34M5 | ILLUMINATED PUSHBUTTON | 640200 | 582000 | #REF! | George | In Price Book | 3.6 IDSIG,IDMST: EASY LINE RELAYS, SIGN, POWER SUPPLIES, ACCESSORIES
XB5AW3565 | ILLUMINATED PUSHBUTTON | 517000 | 470000 | #REF! | George | In Price Book | 3.6 IDSIG,IDMST: EASY LINE RELAYS, SIGN, POWER SUPPLIES, ACCESSORIES
XB5AW35B5 | ILLUMINATED PUSHBUTTON | 470800 | 428000 | #REF! | George | In Price Book | 3.6 IDSIG,IDMST: EASY LINE RELAYS, SIGN, POWER SUPPLIES, ACCESSORIES
XB5AW35G5 | ILLUMINATED PUSHBUTTON | 525800 | 478000 | #REF! | George | In Price Book | 3.6 IDSIG,IDMST: EASY LINE RELAYS, SIGN, POWER SUPPLIES, ACCESSORIES
XB5AW35M5 | ILLUMINATED PUSHBUTTON | 640200 | 582000 | #REF! | George | In Price Book | 3.6 IDSIG,IDMST: EASY LINE RELAYS, SIGN, POWER SUPPLIES, ACCESSORIES
XB5AW36B5 | ILLUMINATED PUSHBUTTON | 470800 | 428000 | #REF! | George | In Price Book | 3.6 IDSIG,IDMST: EASY LINE RELAYS, SIGN, POWER SUPPLIES, ACCESSORIES
XB5AW36M5 | ILLUMINATED PUSHBUTTON | 640200 | 582000 | #REF! | George | In Price Book | 3.6 IDSIG,IDMST: EASY LINE RELAYS, SIGN, POWER SUPPLIES, ACCESSORIES
XB7EV03BP | LED GREEN PILOT LIGHT 24V E07-01-02 | 106700 | 97000 | #REF! | George | In Price Book | 3.6 IDSIG,IDMST: EASY LINE RELAYS, SIGN, POWER SUPPLIES, ACCESSORIES
XB7EV03MP | LED GREEN PILOT LIGHT 230 | 106700 | 97000 | #REF! | George | In Price Book | 3.6 IDSIG,IDMST: EASY LINE RELAYS, SIGN, POWER SUPPLIES, ACCESSORIES
XB7EV04BP | LED RED PILOT LIGHT 24V | 106700 | 97000 | #REF! | George | In Price Book | 3.6 IDSIG,IDMST: EASY LINE RELAYS, SIGN, POWER SUPPLIES, ACCESSORIES
XB7EV04MP | LED RED PILOT LIGHT 230V | 106700 | 97000 | #REF! | George | In Price Book | 3.6 IDSIG,IDMST: EASY LINE RELAYS, SIGN, POWER SUPPLIES, ACCESSORIES
XB7EV05BP | LED YELLOW PILOT LIGHT 24 | 106700 | 97000 | #REF! | George | In Price Book | 3.6 IDSIG,IDMST: EASY LINE RELAYS, SIGN, POWER SUPPLIES, ACCESSORIES
XB7EV05MP | LED YELLOW PILOT LIGHT | 106700 | 97000 | #REF! | George | In Price Book | 3.6 IDSIG,IDMST: EASY LINE RELAYS, SIGN, POWER SUPPLIES, ACCESSORIES
XB7EV06BP | LED PL 24V,BLUE,IP54,CLAMP | 106700 | 97000 | #REF! | George | In Price Book | 3.6 IDSIG,IDMST: EASY LINE RELAYS, SIGN, POWER SUPPLIES, ACCESSORIES
XB7EV06MP | LED PL 230V,BLUE,IP54,CLAMP | 106700 | 97000 | #REF! | George | In Price Book | 3.6 IDSIG,IDMST: EASY LINE RELAYS, SIGN, POWER SUPPLIES, ACCESSORIES
XB7EV08BP | PILOT LIGHT LED ORANGE 24V AC DC | 106700 | 97000 | #REF! | George | In Price Book | 3.6 IDSIG,IDMST: EASY LINE RELAYS, SIGN, POWER SUPPLIES, ACCESSORIES
XB7EV08MP | PILOT LIGHT LED ORANGE 230VAC | 106700 | 97000 | #REF! | George | In Price Book | 3.6 IDSIG,IDMST: EASY LINE RELAYS, SIGN, POWER SUPPLIES, ACCESSORIES
XB7EV63P | DIRECT SUPPLY GREEN PILOT | 72600 | 66000 | #REF! | George | In Price Book | 3.6 IDSIG,IDMST: EASY LINE RELAYS, SIGN, POWER SUPPLIES, ACCESSORIES
XB7EV64P | DIRECT SUPPLY RED PILOT | 72600 | 66000 | #REF! | George | In Price Book | 3.6 IDSIG,IDMST: EASY LINE RELAYS, SIGN, POWER SUPPLIES, ACCESSORIES
XB7EV65P | DIRECT SUPPLY YELLOW PILO | 72600 | 66000 | #REF! | George | In Price Book | 3.6 IDSIG,IDMST: EASY LINE RELAYS, SIGN, POWER SUPPLIES, ACCESSORIES
XB7EV66P | DIRECT SUPPLY BLUE PILOT | 72600 | 66000 | #REF! | George | In Price Book | 3.6 IDSIG,IDMST: EASY LINE RELAYS, SIGN, POWER SUPPLIES, ACCESSORIES
XB7EV67P | DIRECT SUPPLY CLEAR PILOT | 72600 | 66000 | #REF! | George | In Price Book | 3.6 IDSIG,IDMST: EASY LINE RELAYS, SIGN, POWER SUPPLIES, ACCESSORIES
XB7EV73P | REDUCER GREEN PILOT LIGHT | 125400 | 114000 | #REF! | George | In Price Book | 3.6 IDSIG,IDMST: EASY LINE RELAYS, SIGN, POWER SUPPLIES, ACCESSORIES
XB7EV74P | REDUCER RED PILOT LIGHT | 125400 | 114000 | #REF! | George | In Price Book | 3.6 IDSIG,IDMST: EASY LINE RELAYS, SIGN, POWER SUPPLIES, ACCESSORIES
XB7EV75P | REDUCER YELLOW PILOT LIGH | 183700 | 167000 | #REF! | George | In Price Book | 3.6 IDSIG,IDMST: EASY LINE RELAYS, SIGN, POWER SUPPLIES, ACCESSORIES
XB7EV76P | REDUCER BLUE PILOT LIGHT | 125400 | 114000 | #REF! | George | In Price Book | 3.6 IDSIG,IDMST: EASY LINE RELAYS, SIGN, POWER SUPPLIES, ACCESSORIES
XB7EV77P | REDUCER CLEAR PILOT FASTO | 125400 | 114000 | #REF! | George | In Price Book | 3.6 IDSIG,IDMST: EASY LINE RELAYS, SIGN, POWER SUPPLIES, ACCESSORIES
XB7NA21 | PB-Springblack-1NO | 75900 | 69000 | #REF! | George | In Price Book | 3.6 IDSIG,IDMST: EASY LINE RELAYS, SIGN, POWER SUPPLIES, ACCESSORIES
XB7NA25 | PB-Springblack-NO+NC | 112200 | 102000 | #REF! | George | In Price Book | 3.6 IDSIG,IDMST: EASY LINE RELAYS, SIGN, POWER SUPPLIES, ACCESSORIES
XB7NA31 | PB-Springgreen-1NO | 75900 | 69000 | #REF! | George | In Price Book | 3.6 IDSIG,IDMST: EASY LINE RELAYS, SIGN, POWER SUPPLIES, ACCESSORIES
XB7NA35 | PB-Springgreen-NO+NC | 112200 | 102000 | #REF! | George | In Price Book | 3.6 IDSIG,IDMST: EASY LINE RELAYS, SIGN, POWER SUPPLIES, ACCESSORIES
XB7NA42 | PB-Springred-1NC | 75900 | 69000 | #REF! | George | In Price Book | 3.6 IDSIG,IDMST: EASY LINE RELAYS, SIGN, POWER SUPPLIES, ACCESSORIES
XB7NA45 | PB-Springred-NO+NC | 112200 | 102000 | #REF! | George | In Price Book | 3.6 IDSIG,IDMST: EASY LINE RELAYS, SIGN, POWER SUPPLIES, ACCESSORIES
XB7NA81 | PB-Springyellow-1NO | 75900 | 69000 | #REF! | George | In Price Book | 3.6 IDSIG,IDMST: EASY LINE RELAYS, SIGN, POWER SUPPLIES, ACCESSORIES
XB7NA85 | PB-Springred-NO+NC | 168300 | 153000 | #REF! | George | In Price Book | 3.6 IDSIG,IDMST: EASY LINE RELAYS, SIGN, POWER SUPPLIES, ACCESSORIES
XB7ND21 | Selector-2POS-1NO | 135300 | 123000 | #REF! | George | In Price Book | 3.6 IDSIG,IDMST: EASY LINE RELAYS, SIGN, POWER SUPPLIES, ACCESSORIES
XB7ND25 | Selector-2POS-1NO+1NC | 144100 | 131000 | #REF! | George | In Price Book | 3.6 IDSIG,IDMST: EASY LINE RELAYS, SIGN, POWER SUPPLIES, ACCESSORIES
XB7ND33 | Selector-3POS-2N/O | 144100 | 131000 | #REF! | George | In Price Book | 3.6 IDSIG,IDMST: EASY LINE RELAYS, SIGN, POWER SUPPLIES, ACCESSORIES
XB7NG21 | Selector- Key -2POS-1NO | 199100 | 181000 | #REF! | George | In Price Book | 3.6 IDSIG,IDMST: EASY LINE RELAYS, SIGN, POWER SUPPLIES, ACCESSORIES
XB7NG33 | Selector- Key -3POS2NO | 250800 | 228000 | #REF! | George | In Price Book | 3.6 IDSIG,IDMST: EASY LINE RELAYS, SIGN, POWER SUPPLIES, ACCESSORIES
XB7NH21 | PB-Latchblack - 1NO | 128700 | 117000 | #REF! | George | In Price Book | 3.6 IDSIG,IDMST: EASY LINE RELAYS, SIGN, POWER SUPPLIES, ACCESSORIES
XB7NH25 | PB-Latchblack - NC+NO | 154000 | 140000 | #REF! | George | In Price Book | 3.6 IDSIG,IDMST: EASY LINE RELAYS, SIGN, POWER SUPPLIES, ACCESSORIES
XB7NH31 | PB-Latchgreen - 1NO | 128700 | 117000 | #REF! | George | In Price Book | 3.6 IDSIG,IDMST: EASY LINE RELAYS, SIGN, POWER SUPPLIES, ACCESSORIES
XB7NH35 | B-Latchgreen - NC+NO | 226600 | 206000 | #REF! | George | In Price Book | 3.6 IDSIG,IDMST: EASY LINE RELAYS, SIGN, POWER SUPPLIES, ACCESSORIES
XB7NJ03M1 | IPB-LED-Latch -1NO - Green-230v | 267300 | 243000 | #REF! | George | In Price Book | 3.6 IDSIG,IDMST: EASY LINE RELAYS, SIGN, POWER SUPPLIES, ACCESSORIES
XB7NJ04M1 | IPB-LED-Latch -1NO - Red - 230v | 391600 | 356000 | #REF! | George | In Price Book | 3.6 IDSIG,IDMST: EASY LINE RELAYS, SIGN, POWER SUPPLIES, ACCESSORIES
XB7NJ04M2 | IPB-LED-Latch -1NC - Red - 230v | 268400 | 244000 | #REF! | George | In Price Book | 3.6 IDSIG,IDMST: EASY LINE RELAYS, SIGN, POWER SUPPLIES, ACCESSORIES
XB7NJ06M1 | IPB-LED-Latch -1NO - Blue -230v | 265100 | 241000 | #REF! | George | In Price Book | 3.6 IDSIG,IDMST: EASY LINE RELAYS, SIGN, POWER SUPPLIES, ACCESSORIES
XB7NJ08M1 | IPB-LED-Latch -1NO - Yellow - 230v | 265100 | 241000 | #REF! | George | In Price Book | 3.6 IDSIG,IDMST: EASY LINE RELAYS, SIGN, POWER SUPPLIES, ACCESSORIES
XB7NS8442 | EMERGENCY STOP 1NC | 168300 | 153000 | #REF! | George | In Price Book | 3.6 IDSIG,IDMST: EASY LINE RELAYS, SIGN, POWER SUPPLIES, ACCESSORIES
XB7NS8445 | EMERGENCY STOP 1NC+1NO | 181500 | 165000 | #REF! | George | In Price Book | 3.6 IDSIG,IDMST: EASY LINE RELAYS, SIGN, POWER SUPPLIES, ACCESSORIES
XB7NS9444 | KEY EMERGENCY STOP 1NC | 339900 | 309000 | #REF! | George | In Price Book | 3.6 IDSIG,IDMST: EASY LINE RELAYS, SIGN, POWER SUPPLIES, ACCESSORIES
XB7NS9445 | KEY EMERG. STOP 1NC+1NO | 359700 | 327000 | #REF! | George | In Price Book | 3.6 IDSIG,IDMST: EASY LINE RELAYS, SIGN, POWER SUPPLIES, ACCESSORIES
XB7NW33B1 | IPB-LED-Spring Rtn -1NO - Green - 24v | 195800 | 178000 | #REF! | George | In Price Book | 3.6 IDSIG,IDMST: EASY LINE RELAYS, SIGN, POWER SUPPLIES, ACCESSORIES
XB7NW33M1 | IPB-LED-Spring Rtn -1NO - Green - 230v | 255200 | 232000 | #REF! | George | In Price Book | 3.6 IDSIG,IDMST: EASY LINE RELAYS, SIGN, POWER SUPPLIES, ACCESSORIES
XB7NW34B1 | IPB-LED-Spring Rtn -1NO - Red - 24v | 195800 | 178000 | #REF! | George | In Price Book | 3.6 IDSIG,IDMST: EASY LINE RELAYS, SIGN, POWER SUPPLIES, ACCESSORIES
XB7NW34B2 | IPB-LED-Spring Rtn -1NC - Red - 24v | 195800 | 178000 | #REF! | George | In Price Book | 3.6 IDSIG,IDMST: EASY LINE RELAYS, SIGN, POWER SUPPLIES, ACCESSORIES
XB7NW34M1 | IPB-LED-Spring Rtn -1NO - Red - 230v | 255200 | 232000 | #REF! | George | In Price Book | 3.6 IDSIG,IDMST: EASY LINE RELAYS, SIGN, POWER SUPPLIES, ACCESSORIES
XB7NW34M2 | IPB-LED-Spring Rtn -1NC - Red - 230v | 255200 | 232000 | #REF! | George | In Price Book | 3.6 IDSIG,IDMST: EASY LINE RELAYS, SIGN, POWER SUPPLIES, ACCESSORIES
XB7NW35M1 | IPB-LED-Spring Rtn -1NO - Orange - 230v | 372900 | 339000 | #REF! | George | In Price Book | 3.6 IDSIG,IDMST: EASY LINE RELAYS, SIGN, POWER SUPPLIES, ACCESSORIES
XB7NW36M1 | IPB-LED-Spring Rtn -1NO - Blue - 230v | 255200 | 232000 | #REF! | George | In Price Book | 3.6 IDSIG,IDMST: EASY LINE RELAYS, SIGN, POWER SUPPLIES, ACCESSORIES
XB7NW38B1 | IPB-LED-Spring Rtn -1NO - Yellow - 24v | 195800 | 178000 | #REF! | George | In Price Book | 3.6 IDSIG,IDMST: EASY LINE RELAYS, SIGN, POWER SUPPLIES, ACCESSORIES
XD2GA8251 | JOYSTICK CONTROLLER | 4840000 | 4400000 | #REF! | George | In Price Book | 3.6 IDSIG,IDMST: EASY LINE RELAYS, SIGN, POWER SUPPLIES, ACCESSORIES
XD2GA8451 | JOYSTICK CONTROLLER | 8816500 | 8015000 | #REF! | George | In Price Book | 3.6 IDSIG,IDMST: EASY LINE RELAYS, SIGN, POWER SUPPLIES, ACCESSORIES
XD5PA14 | JOYSTICK CONTROLLER | 3030500 | 2755000 | #REF! | George | In Price Book | 3.6 IDSIG,IDMST: EASY LINE RELAYS, SIGN, POWER SUPPLIES, ACCESSORIES
XD5PA24 | JOYSTICK CONTROLLER | 3100900 | 2819000 | #REF! | George | In Price Book | 3.6 IDSIG,IDMST: EASY LINE RELAYS, SIGN, POWER SUPPLIES, ACCESSORIES
XVC4B1 | 24V,Pole,red | 3918200 | 3562000 | #REF! | George | In Price Book | 3.6 IDSIG,IDMST: EASY LINE RELAYS, SIGN, POWER SUPPLIES, ACCESSORIES
XVC4B1K | 24V,Dir,red | 3455100 | 3141000 | #REF! | George | In Price Book | 3.6 IDSIG,IDMST: EASY LINE RELAYS, SIGN, POWER SUPPLIES, ACCESSORIES
XVC4B2 | 24V,POLE,RED,YEL | 4701400 | 4274000 | #REF! | George | In Price Book | 3.6 IDSIG,IDMST: EASY LINE RELAYS, SIGN, POWER SUPPLIES, ACCESSORIES
XVC4B2K | 24V,Dir,red,yel | 4237200 | 3852000 | #REF! | George | In Price Book | 3.6 IDSIG,IDMST: EASY LINE RELAYS, SIGN, POWER SUPPLIES, ACCESSORIES
XVC4B3 | .24V,Pole,red,yel,grn | 5408700 | 4917000 | #REF! | George | In Price Book | 3.6 IDSIG,IDMST: EASY LINE RELAYS, SIGN, POWER SUPPLIES, ACCESSORIES
XVC4B3K | 24V,Dir,red,yel,grn | 4935700 | 4487000 | #REF! | George | In Price Book | 3.6 IDSIG,IDMST: EASY LINE RELAYS, SIGN, POWER SUPPLIES, ACCESSORIES
XVC4B4K | 24V,Dir,red,yel,grn,blue | 6270000 | 5700000 | #REF! | George | In Price Book | 3.6 IDSIG,IDMST: EASY LINE RELAYS, SIGN, POWER SUPPLIES, ACCESSORIES
XVC4B5 | 24V,Pole,red,yel,grn,blue,wh | 7276500 | 6615000 | #REF! | George | In Price Book | 3.6 IDSIG,IDMST: EASY LINE RELAYS, SIGN, POWER SUPPLIES, ACCESSORIES
XVC4B5K | 24V,Dir,red,yel,grn,blue,wh | 6791400 | 6174000 | #REF! | George | In Price Book | 3.6 IDSIG,IDMST: EASY LINE RELAYS, SIGN, POWER SUPPLIES, ACCESSORIES
XVC4M2 | TL40MM,STEADY LIGHT,100-240V | 9233400 | 8394000 | #REF! | George | In Price Book | 3.6 IDSIG,IDMST: EASY LINE RELAYS, SIGN, POWER SUPPLIES, ACCESSORIES
XVC4M4 | TL40MM,STEADY LIGHT,100-240V | 10751400 | 9774000 | #REF! | George | In Price Book | 3.6 IDSIG,IDMST: EASY LINE RELAYS, SIGN, POWER SUPPLIES, ACCESSORIES
XVC4M5 | TL40MM,STEADY LIGHT,100-240V | 11668800 | 10608000 | #REF! | George | In Price Book | 3.6 IDSIG,IDMST: EASY LINE RELAYS, SIGN, POWER SUPPLIES, ACCESSORIES
XVC6B1 | INDICATING BANKS 60 mm | 6734200 | 6122000 | #REF! | George | In Price Book | 3.6 IDSIG,IDMST: EASY LINE RELAYS, SIGN, POWER SUPPLIES, ACCESSORIES
XVC6B1K | INDICATING BANKS 60 mm | 4195400 | 3814000 | #REF! | George | In Price Book | 3.6 IDSIG,IDMST: EASY LINE RELAYS, SIGN, POWER SUPPLIES, ACCESSORIES
XVC6B2 | INDICATING BANKS 60 mm | 6446000 | 5860000 | #REF! | George | In Price Book | 3.6 IDSIG,IDMST: EASY LINE RELAYS, SIGN, POWER SUPPLIES, ACCESSORIES
XVC6B2K | INDICATING BANKS 60 mm | 5402100 | 4911000 | #REF! | George | In Price Book | 3.6 IDSIG,IDMST: EASY LINE RELAYS, SIGN, POWER SUPPLIES, ACCESSORIES
XVC6B3 | INDICATING BANKS 60 mm 24V W/O BUZ R,O,G | 7705500 | 7005000 | #REF! | George | In Price Book | 3.6 IDSIG,IDMST: EASY LINE RELAYS, SIGN, POWER SUPPLIES, ACCESSORIES
XVC6B3K | INDICATING BANKS 60 mm | 6590100 | 5991000 | #REF! | George | In Price Book | 3.6 IDSIG,IDMST: EASY LINE RELAYS, SIGN, POWER SUPPLIES, ACCESSORIES
XVC6B4K | INDICATING BANKS 60 mm | 7789100 | 7081000 | #REF! | George | In Price Book | 3.6 IDSIG,IDMST: EASY LINE RELAYS, SIGN, POWER SUPPLIES, ACCESSORIES
XVC6B5 | INDICATING BANKS 60 mm | 10215700 | 9287000 | #REF! | George | In Price Book | 3.6 IDSIG,IDMST: EASY LINE RELAYS, SIGN, POWER SUPPLIES, ACCESSORIES
XVC6B5K | INDICATING BANKS 60 mm | 8990300 | 8173000 | #REF! | George | In Price Book | 3.6 IDSIG,IDMST: EASY LINE RELAYS, SIGN, POWER SUPPLIES, ACCESSORIES
XVC6M1 | TL60MM,STEADY LIGHT,100-240V | 9411600 | 8556000 | #REF! | George | In Price Book | 3.6 IDSIG,IDMST: EASY LINE RELAYS, SIGN, POWER SUPPLIES, ACCESSORIES
XVC6M2 | TL60MM,STEADY LIGHT,100-240V | 10461000 | 9510000 | #REF! | George | In Price Book | 3.6 IDSIG,IDMST: EASY LINE RELAYS, SIGN, POWER SUPPLIES, ACCESSORIES
XVC6M5 | TL60MM,STEADY LIGHT,100-240V | 13495900 | 12269000 | #REF! | George | In Price Book | 3.6 IDSIG,IDMST: EASY LINE RELAYS, SIGN, POWER SUPPLIES, ACCESSORIES
XVGB2 | TOWER LIGHT, 2 STAGE RG, 24V, LED, TUBE MNTG W. L BRCKT | 1915100 | 1741000 | #REF! | George | In Price Book | 3.6 IDSIG,IDMST: EASY LINE RELAYS, SIGN, POWER SUPPLIES, ACCESSORIES
XVGB2H | TOWER LIGHT, 2 STAGE RG, 24V, LED, TUBE MNTG W. FIX PLT | 1915100 | 1741000 | #REF! | George | In Price Book | 3.6 IDSIG,IDMST: EASY LINE RELAYS, SIGN, POWER SUPPLIES, ACCESSORIES
XVGB2M | TOWER LIGHT, 2 STAGE RG, 24V, LED, TUBE MNTG W. F BRCKT | 2202200 | 2002000 | #REF! | George | In Price Book | 3.6 IDSIG,IDMST: EASY LINE RELAYS, SIGN, POWER SUPPLIES, ACCESSORIES
XVGB2S | TOWER LIGHT, 2 STAGE RG, 24V, LED, BUZ, TUBE MNTG W. L BRCKT | 2437600 | 2216000 | #REF! | George | In Price Book | 3.6 IDSIG,IDMST: EASY LINE RELAYS, SIGN, POWER SUPPLIES, ACCESSORIES
XVGB2SH | TOWER LIGHT, 2 STAGE RG, 24V, LED, BUZ, TUBE MNTG W. FIX PLT | 2437600 | 2216000 | #REF! | George | In Price Book | 3.6 IDSIG,IDMST: EASY LINE RELAYS, SIGN, POWER SUPPLIES, ACCESSORIES
XVGB2SM | TOWER LIGHT, 2 STAGE RG, 24V, LED, BUZ,TUBE MNTG W. F BRCKT | 2744500 | 2495000 | #REF! | George | In Price Book | 3.6 IDSIG,IDMST: EASY LINE RELAYS, SIGN, POWER SUPPLIES, ACCESSORIES
XVGB2ST | TOWER LIGHT, 2 STAGE RG, 24V, LED, BUZ, DRCT TUBE MNTG | 2362800 | 2148000 | #REF! | George | In Price Book | 3.6 IDSIG,IDMST: EASY LINE RELAYS, SIGN, POWER SUPPLIES, ACCESSORIES
XVGB2SW | TOWER LIGHT, 2 STAGE RG, 24V, LED, BUZ, BASE MNTG | 2286900 | 2079000 | #REF! | George | In Price Book | 3.6 IDSIG,IDMST: EASY LINE RELAYS, SIGN, POWER SUPPLIES, ACCESSORIES
XVGB2W | TOWER LIGHT, 2 STAGE RG, 24V, LED, BASE MNTG | 1774300 | 1613000 | #REF! | George | In Price Book | 3.6 IDSIG,IDMST: EASY LINE RELAYS, SIGN, POWER SUPPLIES, ACCESSORIES
XVGB3 | TOWER LIGHT, 3 STAGE RAG, 24V, LED, TUBE MNTG W. L BRCKT | 2269300 | 2063000 | #REF! | George | In Price Book | 3.6 IDSIG,IDMST: EASY LINE RELAYS, SIGN, POWER SUPPLIES, ACCESSORIES
XVGB3H | TOWER LIGHT, 3 STAGE RAG, 24V, LED, TUBE MNTG W. FIX PLT | 2269300 | 2063000 | #REF! | George | In Price Book | 3.6 IDSIG,IDMST: EASY LINE RELAYS, SIGN, POWER SUPPLIES, ACCESSORIES
XVGB3M | TOWER LIGHT, 3 STAGE RAG, 24V, LED, TUBE MNTG W. F BRCKT | 2554200 | 2322000 | #REF! | George | In Price Book | 3.6 IDSIG,IDMST: EASY LINE RELAYS, SIGN, POWER SUPPLIES, ACCESSORIES
XVGB3S | TOWER LIGHT, 3 STAGE RAG, 24V, LED, BUZ,TUBE MNTG W. L BRCKT | 2818200 | 2562000 | #REF! | George | In Price Book | 3.6 IDSIG,IDMST: EASY LINE RELAYS, SIGN, POWER SUPPLIES, ACCESSORIES
XVGB3SH | TOWER LIGHT, 3 STAGE RAG, 24V, LED, BUZ, TUBE MNTG W. FIX PLT | 2818200 | 2562000 | #REF! | George | In Price Book | 3.6 IDSIG,IDMST: EASY LINE RELAYS, SIGN, POWER SUPPLIES, ACCESSORIES
XVGB3SM | TOWER LIGHT, 3 STAGE RAG, 24V, LED, BUZ, TUBE MNTG W. F BRCKT | 3125100 | 2841000 | #REF! | George | In Price Book | 3.6 IDSIG,IDMST: EASY LINE RELAYS, SIGN, POWER SUPPLIES, ACCESSORIES
XVGB3ST | TOWER LIGHT, 3 STAGE RAG, 24V, LED, BUZ, DRCT TUBE MNTG | 2743400 | 2494000 | #REF! | George | In Price Book | 3.6 IDSIG,IDMST: EASY LINE RELAYS, SIGN, POWER SUPPLIES, ACCESSORIES
XVGB3SW | TOWER LIGHT, 3 STAGE RAG, 24V, LED, BUZ, BASE MNTG | 2667500 | 2425000 | #REF! | George | In Price Book | 3.6 IDSIG,IDMST: EASY LINE RELAYS, SIGN, POWER SUPPLIES, ACCESSORIES
XVGB3T | TOWER LIGHT, 3 STAGE RAG, 24V, LED, DRCT TUBE MNTG | 2202200 | 2002000 | #REF! | George | In Price Book | 3.6 IDSIG,IDMST: EASY LINE RELAYS, SIGN, POWER SUPPLIES, ACCESSORIES
XVGB3W | TOWER LIGHT, 3 STAGE RAG, 24V, LED, BASE MNTG | 2129600 | 1936000 | #REF! | George | In Price Book | 3.6 IDSIG,IDMST: EASY LINE RELAYS, SIGN, POWER SUPPLIES, ACCESSORIES
XVGB4H | TOWER LIGHT, 4 STAGE RAGB, 24V, LED, TUBE MNTG W. FIX PLT | 2767600 | 2516000 | #REF! | George | In Price Book | 3.6 IDSIG,IDMST: EASY LINE RELAYS, SIGN, POWER SUPPLIES, ACCESSORIES
XVGB4M | TOWER LIGHT, 4 STAGE RAGB, 24V, LED, TUBE MNTG W. F BRCKT | 3050300 | 2773000 | #REF! | George | In Price Book | 3.6 IDSIG,IDMST: EASY LINE RELAYS, SIGN, POWER SUPPLIES, ACCESSORIES
XVGB4ST | TOWER LIGHT, 4 STAGE RAGB, 24V, LED, BUZ, DRCT TUBE MNTG | 3278000 | 2980000 | #REF! | George | In Price Book | 3.6 IDSIG,IDMST: EASY LINE RELAYS, SIGN, POWER SUPPLIES, ACCESSORIES
XVGB4SW | TOWER LIGHT, 4 STAGE RAGB, 24V, LED, BUZ, BASE MNTG | 3202100 | 2911000 | #REF! | George | In Price Book | 3.6 IDSIG,IDMST: EASY LINE RELAYS, SIGN, POWER SUPPLIES, ACCESSORIES
XVGB4T | TOWER LIGHT, 4 STAGE RAGB, 24V, LED, DRCT TUBE MNTG | 2696100 | 2451000 | #REF! | George | In Price Book | 3.6 IDSIG,IDMST: EASY LINE RELAYS, SIGN, POWER SUPPLIES, ACCESSORIES
XVGB4W | TOWER LIGHT, 4 STAGE RAGB, 24V, LED, BASE MNTG | 2625700 | 2387000 | #REF! | George | In Price Book | 3.6 IDSIG,IDMST: EASY LINE RELAYS, SIGN, POWER SUPPLIES, ACCESSORIES
XVGU3SHAV | USB TOWERLIGHT, 100MM POLE W FIX PLT VJD | 3559600 | 3236000 | #REF! | George | In Price Book | 3.6 IDSIG,IDMST: EASY LINE RELAYS, SIGN, POWER SUPPLIES, ACCESSORIES
XVGU3SWV | USB TOWERLIGHT, DIR MNT FIX PLATE VJD | 3149300 | 2863000 | #REF! | George | In Price Book | 3.6 IDSIG,IDMST: EASY LINE RELAYS, SIGN, POWER SUPPLIES, ACCESSORIES
XVMB2R6AGSSB | 24V,W. BZR, LED, RED DISCHRG, AMBR, GRN | 3264800 | 2968000 | #REF! | George | In Price Book | 3.6 IDSIG,IDMST: EASY LINE RELAYS, SIGN, POWER SUPPLIES, ACCESSORIES
XVMB2RAGSSB | 24 V, W. BUZZER, LED, RED, AMBER, GREEN | 2400200 | 2182000 | #REF! | George | In Price Book | 3.6 IDSIG,IDMST: EASY LINE RELAYS, SIGN, POWER SUPPLIES, ACCESSORIES
XVMB2RGSSB | 24 V, W. BUZZER, LED, RED, GREEN | 2141700 | 1947000 | #REF! | George | In Price Book | 3.6 IDSIG,IDMST: EASY LINE RELAYS, SIGN, POWER SUPPLIES, ACCESSORIES
XVMG2RAGSSB | 120 V, W. BZR, LED, RED, AMBR, GRN | 2641100 | 2401000 | #REF! | George | In Price Book | 3.6 IDSIG,IDMST: EASY LINE RELAYS, SIGN, POWER SUPPLIES, ACCESSORIES
XVMG2RGSSB | 120 V, W. BUZZER, LED, RED, GREEN | 2351800 | 2138000 | #REF! | George | In Price Book | 3.6 IDSIG,IDMST: EASY LINE RELAYS, SIGN, POWER SUPPLIES, ACCESSORIES
XVMM2R6AGSSB | 220 V,W.BZR, LED, RED DISCHRG, AMBR, GRN | 3769700 | 3427000 | #REF! | George | In Price Book | 3.6 IDSIG,IDMST: EASY LINE RELAYS, SIGN, POWER SUPPLIES, ACCESSORIES
XVMM2RAGSSB | 220 V, W. BZR, LED, RED, AMBR, GRN | 2773100 | 2521000 | #REF! | George | In Price Book | 3.6 IDSIG,IDMST: EASY LINE RELAYS, SIGN, POWER SUPPLIES, ACCESSORIES
XVMM2RGSSB | 220 V, W. BUZZER, LED, RED, GREEN | 2469500 | 2245000 | #REF! | George | In Price Book | 3.6 IDSIG,IDMST: EASY LINE RELAYS, SIGN, POWER SUPPLIES, ACCESSORIES
ZB4BA2 | PUSHBUTTON OPERATOR HEAD | 179300 | 163000 | #REF! | George | In Price Book | 3.6 IDSIG,IDMST: EASY LINE RELAYS, SIGN, POWER SUPPLIES, ACCESSORIES
ZB4BA3 | PUSHBUTTON OPERATOR HEAD | 179300 | 163000 | #REF! | George | In Price Book | 3.6 IDSIG,IDMST: EASY LINE RELAYS, SIGN, POWER SUPPLIES, ACCESSORIES
ZB4BA4 | PUSHBUTTON OPERATOR HEAD | 179300 | 163000 | #REF! | George | In Price Book | 3.6 IDSIG,IDMST: EASY LINE RELAYS, SIGN, POWER SUPPLIES, ACCESSORIES
ZB4BA5 | PUSHBUTTON OPERATOR HEAD | 179300 | 163000 | #REF! | George | In Price Book | 3.6 IDSIG,IDMST: EASY LINE RELAYS, SIGN, POWER SUPPLIES, ACCESSORIES
ZB4BA6 | PUSHBUTTON OPERATOR HEAD | 179300 | 163000 | #REF! | George | In Price Book | 3.6 IDSIG,IDMST: EASY LINE RELAYS, SIGN, POWER SUPPLIES, ACCESSORIES
ZB4BC2 | MUSHROOMM PUSH BUT HEAD | 437800 | 398000 | #REF! | George | In Price Book | 3.6 IDSIG,IDMST: EASY LINE RELAYS, SIGN, POWER SUPPLIES, ACCESSORIES
ZB4BD2 | SELEC TO R SWITCH HEAD 2 POSITIONS DIAM | 191400 | 174000 | #REF! | George | In Price Book | 3.6 IDSIG,IDMST: EASY LINE RELAYS, SIGN, POWER SUPPLIES, ACCESSORIES
ZB4BD3 | SELEC TO R SWITCH HEAD 3 POSITIONS DIAM | 204600 | 186000 | #REF! | George | In Price Book | 3.6 IDSIG,IDMST: EASY LINE RELAYS, SIGN, POWER SUPPLIES, ACCESSORIES
ZB4BD5 | SELEC TO R SWITCH HEAD 3 POSITIONS DIAM | 276100 | 251000 | #REF! | George | In Price Book | 3.6 IDSIG,IDMST: EASY LINE RELAYS, SIGN, POWER SUPPLIES, ACCESSORIES
ZB4BG2 | SELEC TO R SWITCH HEAD KEYLOCK 2 POSITIO | 584100 | 531000 | #REF! | George | In Price Book | 3.6 IDSIG,IDMST: EASY LINE RELAYS, SIGN, POWER SUPPLIES, ACCESSORIES
ZB4BG3 | SELEC TO R SWITCH HEAD KEYLOCK 3 POSITIO | 668800 | 608000 | #REF! | George | In Price Book | 3.6 IDSIG,IDMST: EASY LINE RELAYS, SIGN, POWER SUPPLIES, ACCESSORIES
ZB4BG4 | SELEC TO R SWITCH HEAD KEYLOCK 2 POSITIO | 623700 | 567000 | #REF! | George | In Price Book | 3.6 IDSIG,IDMST: EASY LINE RELAYS, SIGN, POWER SUPPLIES, ACCESSORIES
ZB4BG6 | SELEC TO R SWITCH HEAD KEYLOCK 2 POSITIO | 639100 | 581000 | #REF! | George | In Price Book | 3.6 IDSIG,IDMST: EASY LINE RELAYS, SIGN, POWER SUPPLIES, ACCESSORIES
ZB4BJ2 | SELEC TO R SWITCH HEAD 2 POSITIONS DIAM | 303600 | 276000 | #REF! | George | In Price Book | 3.6 IDSIG,IDMST: EASY LINE RELAYS, SIGN, POWER SUPPLIES, ACCESSORIES
ZB4BJ3 | SELEC TO R SWITCH HEAD 3 POSITIONS DIAM | 309100 | 281000 | #REF! | George | In Price Book | 3.6 IDSIG,IDMST: EASY LINE RELAYS, SIGN, POWER SUPPLIES, ACCESSORIES
ZB4BJ5 | SELEC TO R SWITCH HEAD 3 POSITIONS DIAM | 401500 | 365000 | #REF! | George | In Price Book | 3.6 IDSIG,IDMST: EASY LINE RELAYS, SIGN, POWER SUPPLIES, ACCESSORIES
ZB4BL4 | PUSHBUTTON OPERATOR HEAD | 251900 | 229000 | #REF! | George | In Price Book | 3.6 IDSIG,IDMST: EASY LINE RELAYS, SIGN, POWER SUPPLIES, ACCESSORIES
ZB4BP3 | PUSHBUTTON OPERATOR HEAD | 331100 | 301000 | #REF! | George | In Price Book | 3.6 IDSIG,IDMST: EASY LINE RELAYS, SIGN, POWER SUPPLIES, ACCESSORIES
ZB4BP4 | PUSHBUTTON OPERATOR HEAD | 331100 | 301000 | #REF! | George | In Price Book | 3.6 IDSIG,IDMST: EASY LINE RELAYS, SIGN, POWER SUPPLIES, ACCESSORIES
ZB4BP6 | PUSHBUTTON OPERATOR HEAD | 331100 | 301000 | #REF! | George | In Price Book | 3.6 IDSIG,IDMST: EASY LINE RELAYS, SIGN, POWER SUPPLIES, ACCESSORIES
ZB4BS844 | PUSHBUTTON, EMERGENCY SWITCHING OFF | 602800 | 548000 | #REF! | George | In Price Book | 3.6 IDSIG,IDMST: EASY LINE RELAYS, SIGN, POWER SUPPLIES, ACCESSORIES
ZB4BT84 | PUSHBUTTON, EMERGENCY SWITCHING OFF | 611600 | 556000 | #REF! | George | In Price Book | 3.6 IDSIG,IDMST: EASY LINE RELAYS, SIGN, POWER SUPPLIES, ACCESSORIES
ZB4BV01 | PILOT LIGHT HEAD | 271700 | 247000 | #REF! | George | In Price Book | 3.6 IDSIG,IDMST: EASY LINE RELAYS, SIGN, POWER SUPPLIES, ACCESSORIES
ZB4BV013 | PILOT LIGHT HEAD | 255200 | 232000 | #REF! | George | In Price Book | 3.6 IDSIG,IDMST: EASY LINE RELAYS, SIGN, POWER SUPPLIES, ACCESSORIES
ZB4BV03 | PILOT LIGHT HEAD | 271700 | 247000 | #REF! | George | In Price Book | 3.6 IDSIG,IDMST: EASY LINE RELAYS, SIGN, POWER SUPPLIES, ACCESSORIES
ZB4BV033 | PILOT LIGHT HEAD | 255200 | 232000 | #REF! | George | In Price Book | 3.6 IDSIG,IDMST: EASY LINE RELAYS, SIGN, POWER SUPPLIES, ACCESSORIES
ZB4BV04 | PILOT LIGHT HEAD | 271700 | 247000 | #REF! | George | In Price Book | 3.6 IDSIG,IDMST: EASY LINE RELAYS, SIGN, POWER SUPPLIES, ACCESSORIES
ZB4BV043 | PILOT LIGHT HEAD | 255200 | 232000 | #REF! | George | In Price Book | 3.6 IDSIG,IDMST: EASY LINE RELAYS, SIGN, POWER SUPPLIES, ACCESSORIES
ZB4BV05 | PILOT LIGHT HEAD | 271700 | 247000 | #REF! | George | In Price Book | 3.6 IDSIG,IDMST: EASY LINE RELAYS, SIGN, POWER SUPPLIES, ACCESSORIES
ZB4BV053 | PILOT LIGHT HEAD | 255200 | 232000 | #REF! | George | In Price Book | 3.6 IDSIG,IDMST: EASY LINE RELAYS, SIGN, POWER SUPPLIES, ACCESSORIES
ZB4BV063 | PILOT LIGHT HEAD | 255200 | 232000 | #REF! | George | In Price Book | 3.6 IDSIG,IDMST: EASY LINE RELAYS, SIGN, POWER SUPPLIES, ACCESSORIES
ZB4BV6 | DIRECT SUPPLY PILOT LIGHT | 293700 | 267000 | #REF! | George | In Price Book | 3.6 IDSIG,IDMST: EASY LINE RELAYS, SIGN, POWER SUPPLIES, ACCESSORIES
ZB4BVB1 | 24 V LED PILOT LIGHT BODY | 420200 | 382000 | #REF! | George | In Price Book | 3.6 IDSIG,IDMST: EASY LINE RELAYS, SIGN, POWER SUPPLIES, ACCESSORIES
ZB4BVB3 | 24 V LED PILOT LIGHT BODY | 420200 | 382000 | #REF! | George | In Price Book | 3.6 IDSIG,IDMST: EASY LINE RELAYS, SIGN, POWER SUPPLIES, ACCESSORIES
ZB4BVB4 | 24 V LED PILOT LIGHT BODY | 420200 | 382000 | #REF! | George | In Price Book | 3.6 IDSIG,IDMST: EASY LINE RELAYS, SIGN, POWER SUPPLIES, ACCESSORIES
ZB4BVB5 | 24 V LED PILOT LIGHT BODY | 420200 | 382000 | #REF! | George | In Price Book | 3.6 IDSIG,IDMST: EASY LINE RELAYS, SIGN, POWER SUPPLIES, ACCESSORIES
ZB4BVB6 | 24 V LED PILOT LIGHT BODY | 420200 | 382000 | #REF! | George | In Price Book | 3.6 IDSIG,IDMST: EASY LINE RELAYS, SIGN, POWER SUPPLIES, ACCESSORIES
ZB4BVM1 | 230 V LED PILOT LIGHT BOD | 732600 | 666000 | #REF! | George | In Price Book | 3.6 IDSIG,IDMST: EASY LINE RELAYS, SIGN, POWER SUPPLIES, ACCESSORIES
ZB4BVM3 | 230 V LED PILOT LIGHT BOD | 732600 | 666000 | #REF! | George | In Price Book | 3.6 IDSIG,IDMST: EASY LINE RELAYS, SIGN, POWER SUPPLIES, ACCESSORIES
ZB4BVM4 | 230 V LED PILOT LIGHT BOD | 732600 | 666000 | #REF! | George | In Price Book | 3.6 IDSIG,IDMST: EASY LINE RELAYS, SIGN, POWER SUPPLIES, ACCESSORIES
ZB4BVM5 | 230 V LED PILOT LIGHT BOD | 732600 | 666000 | #REF! | George | In Price Book | 3.6 IDSIG,IDMST: EASY LINE RELAYS, SIGN, POWER SUPPLIES, ACCESSORIES
ZB4BVM6 | 230 V LED PILOT LIGHT BOD | 732600 | 666000 | #REF! | George | In Price Book | 3.6 IDSIG,IDMST: EASY LINE RELAYS, SIGN, POWER SUPPLIES, ACCESSORIES
ZB4BW065 | DIRECT SUPPLY ILL. P.B. B | 480700 | 437000 | #REF! | George | In Price Book | 3.6 IDSIG,IDMST: EASY LINE RELAYS, SIGN, POWER SUPPLIES, ACCESSORIES
ZB4BW0B15 | 24 V LED ILLUMI. P.B BOD | 529100 | 481000 | #REF! | George | In Price Book | 3.6 IDSIG,IDMST: EASY LINE RELAYS, SIGN, POWER SUPPLIES, ACCESSORIES
ZB4BW0B35 | 24 V LED ILLUMI. P.B BOD | 529100 | 481000 | #REF! | George | In Price Book | 3.6 IDSIG,IDMST: EASY LINE RELAYS, SIGN, POWER SUPPLIES, ACCESSORIES
ZB4BW0B45 | 24 V LED ILLUMI. P.B BODY | 529100 | 481000 | #REF! | George | In Price Book | 3.6 IDSIG,IDMST: EASY LINE RELAYS, SIGN, POWER SUPPLIES, ACCESSORIES
ZB4BW0B55 | 24 V LED ILLUMI. P.B BOD | 529100 | 481000 | #REF! | George | In Price Book | 3.6 IDSIG,IDMST: EASY LINE RELAYS, SIGN, POWER SUPPLIES, ACCESSORIES
ZB4BW0B65 | 24 V LED ILLUMI. P.B BODY | 529100 | 481000 | #REF! | George | In Price Book | 3.6 IDSIG,IDMST: EASY LINE RELAYS, SIGN, POWER SUPPLIES, ACCESSORIES
ZB4BW0M35 | 230 V LED ILLUMI. P.B BOD | 815100 | 741000 | #REF! | George | In Price Book | 3.6 IDSIG,IDMST: EASY LINE RELAYS, SIGN, POWER SUPPLIES, ACCESSORIES
ZB4BW0M45 | 230 V LED ILLUMI. P.B BOD | 815100 | 741000 | #REF! | George | In Price Book | 3.6 IDSIG,IDMST: EASY LINE RELAYS, SIGN, POWER SUPPLIES, ACCESSORIES
ZB4BW31 | ILLUMINATED PUSHBUTTON HE | 235400 | 214000 | #REF! | George | In Price Book | 3.6 IDSIG,IDMST: EASY LINE RELAYS, SIGN, POWER SUPPLIES, ACCESSORIES
ZB4BW313 | ILLUMINATED PUSHBUTTON HE | 367400 | 334000 | #REF! | George | In Price Book | 3.6 IDSIG,IDMST: EASY LINE RELAYS, SIGN, POWER SUPPLIES, ACCESSORIES
ZB4BW33 | ILLUMINATED PUSHBUTTON HE | 235400 | 214000 | #REF! | George | In Price Book | 3.6 IDSIG,IDMST: EASY LINE RELAYS, SIGN, POWER SUPPLIES, ACCESSORIES
ZB4BW333 | ILLUMINATED PUSHBUTTON HE | 367400 | 334000 | #REF! | George | In Price Book | 3.6 IDSIG,IDMST: EASY LINE RELAYS, SIGN, POWER SUPPLIES, ACCESSORIES
ZB4BW34 | ILLUMINATED PUSHBUTTON HE | 235400 | 214000 | #REF! | George | In Price Book | 3.6 IDSIG,IDMST: EASY LINE RELAYS, SIGN, POWER SUPPLIES, ACCESSORIES
ZB4BW343 | ILLUMINATED PUSHBUTTON HE | 367400 | 334000 | #REF! | George | In Price Book | 3.6 IDSIG,IDMST: EASY LINE RELAYS, SIGN, POWER SUPPLIES, ACCESSORIES
ZB4BW35 | ILLUMINATED PUSHBUTTON HE | 235400 | 214000 | #REF! | George | In Price Book | 3.6 IDSIG,IDMST: EASY LINE RELAYS, SIGN, POWER SUPPLIES, ACCESSORIES
ZB4BW353 | ILLUMINATED PUSHBUTTON HE | 367400 | 334000 | #REF! | George | In Price Book | 3.6 IDSIG,IDMST: EASY LINE RELAYS, SIGN, POWER SUPPLIES, ACCESSORIES
ZB4BW363 | ILLUMINATED PUSHBUTTON HE | 367400 | 334000 | #REF! | George | In Price Book | 3.6 IDSIG,IDMST: EASY LINE RELAYS, SIGN, POWER SUPPLIES, ACCESSORIES
ZB4BZ101 | SCREW TERMINAL CONTACT B | 161700 | 147000 | #REF! | George | In Price Book | 3.6 IDSIG,IDMST: EASY LINE RELAYS, SIGN, POWER SUPPLIES, ACCESSORIES
ZB4BZ102 | SCREW TERMINAL CONTACT B | 161700 | 147000 | #REF! | George | In Price Book | 3.6 IDSIG,IDMST: EASY LINE RELAYS, SIGN, POWER SUPPLIES, ACCESSORIES
ZB4BZ103 | SCREW TERMINAL CONTACT B | 203500 | 185000 | #REF! | George | In Price Book | 3.6 IDSIG,IDMST: EASY LINE RELAYS, SIGN, POWER SUPPLIES, ACCESSORIES
ZB4BZ105 | SCREW TERMINAL CONTACT B | 203500 | 185000 | #REF! | George | In Price Book | 3.6 IDSIG,IDMST: EASY LINE RELAYS, SIGN, POWER SUPPLIES, ACCESSORIES
ZB5AA2 | PUSHBUTTON OPERATOR HEAD | 86900 | 79000 | #REF! | George | In Price Book | 3.6 IDSIG,IDMST: EASY LINE RELAYS, SIGN, POWER SUPPLIES, ACCESSORIES
ZB5AA3 | PUSHBUTTON OPERATOR HEAD | 86900 | 79000 | #REF! | George | In Price Book | 3.6 IDSIG,IDMST: EASY LINE RELAYS, SIGN, POWER SUPPLIES, ACCESSORIES
ZB5AA4 | PUSHBUTTON OPERATOR HEAD | 86900 | 79000 | #REF! | George | In Price Book | 3.6 IDSIG,IDMST: EASY LINE RELAYS, SIGN, POWER SUPPLIES, ACCESSORIES
ZB5AA5 | PUSHBUTTON OPERATOR HEAD | 86900 | 79000 | #REF! | George | In Price Book | 3.6 IDSIG,IDMST: EASY LINE RELAYS, SIGN, POWER SUPPLIES, ACCESSORIES
ZB5AA6 | PUSHBUTTON OPERATOR HEAD | 86900 | 79000 | #REF! | George | In Price Book | 3.6 IDSIG,IDMST: EASY LINE RELAYS, SIGN, POWER SUPPLIES, ACCESSORIES
ZB5AD2 | SELEC TO R SWITCH HEAD 2 POSITIONS DIAM | 166100 | 151000 | #REF! | George | In Price Book | 3.6 IDSIG,IDMST: EASY LINE RELAYS, SIGN, POWER SUPPLIES, ACCESSORIES
ZB5AD3 | SELEC TO R SWITCH HEAD 3 POSITIONS DIAM | 177100 | 161000 | #REF! | George | In Price Book | 3.6 IDSIG,IDMST: EASY LINE RELAYS, SIGN, POWER SUPPLIES, ACCESSORIES
ZB5AD5 | SELEC TO R SWITCH HEAD 3 POSITIONS DIAM | 240900 | 219000 | #REF! | George | In Price Book | 3.6 IDSIG,IDMST: EASY LINE RELAYS, SIGN, POWER SUPPLIES, ACCESSORIES
ZB5AG0 | SELEC TO R SWITCH HEAD KEYLOCK 3 POSITIO | 548900 | 499000 | #REF! | George | In Price Book | 3.6 IDSIG,IDMST: EASY LINE RELAYS, SIGN, POWER SUPPLIES, ACCESSORIES
ZB5AG2 | SELEC TO R SWITCH HEAD KEYLOCK 2 POSITIO | 510400 | 464000 | #REF! | George | In Price Book | 3.6 IDSIG,IDMST: EASY LINE RELAYS, SIGN, POWER SUPPLIES, ACCESSORIES
ZB5AG4 | SELEC TO R SWITCH HEAD KEYLOCK 2 POSITIO | 541200 | 492000 | #REF! | George | In Price Book | 3.6 IDSIG,IDMST: EASY LINE RELAYS, SIGN, POWER SUPPLIES, ACCESSORIES
ZB5AJ2 | SELEC TO R SWITCH HEAD 2 POSITIONS DIAM | 265100 | 241000 | #REF! | George | In Price Book | 3.6 IDSIG,IDMST: EASY LINE RELAYS, SIGN, POWER SUPPLIES, ACCESSORIES
ZB5AJ3 | SELEC TO R SWITCH HEAD 3 POSITIONS DIAM | 269500 | 245000 | #REF! | George | In Price Book | 3.6 IDSIG,IDMST: EASY LINE RELAYS, SIGN, POWER SUPPLIES, ACCESSORIES
ZB5AS844 | "PUSHBUTTON, EMERGENCY SWITCHING OFF" | 308000 | 280000 | #REF! | George | In Price Book | 3.6 IDSIG,IDMST: EASY LINE RELAYS, SIGN, POWER SUPPLIES, ACCESSORIES
ZB5AS944 | PUSHBUTTON, EMERGENCY SWITCHING OFF | 532400 | 484000 | #REF! | George | In Price Book | 3.6 IDSIG,IDMST: EASY LINE RELAYS, SIGN, POWER SUPPLIES, ACCESSORIES
ZB5AT84 | PUSHBUTTON, EMERGENCY SWITCHING OFF | 315700 | 287000 | #REF! | George | In Price Book | 3.6 IDSIG,IDMST: EASY LINE RELAYS, SIGN, POWER SUPPLIES, ACCESSORIES
ZB5AV01 | PILOT LIGHT HEAD | 112200 | 102000 | #REF! | George | In Price Book | 3.6 IDSIG,IDMST: EASY LINE RELAYS, SIGN, POWER SUPPLIES, ACCESSORIES
ZB5AV013 | PILOT LIGHT HEAD | 82500 | 75000 | #REF! | George | In Price Book | 3.6 IDSIG,IDMST: EASY LINE RELAYS, SIGN, POWER SUPPLIES, ACCESSORIES
ZB5AV03 | PILOT LIGHT HEAD | 112200 | 102000 | #REF! | George | In Price Book | 3.6 IDSIG,IDMST: EASY LINE RELAYS, SIGN, POWER SUPPLIES, ACCESSORIES
ZB5AV033 | PILOT LIGHT HEAD | 82500 | 75000 | #REF! | George | In Price Book | 3.6 IDSIG,IDMST: EASY LINE RELAYS, SIGN, POWER SUPPLIES, ACCESSORIES
ZB5AV04 | PILOT LIGHT HEAD | 112200 | 102000 | #REF! | George | In Price Book | 3.6 IDSIG,IDMST: EASY LINE RELAYS, SIGN, POWER SUPPLIES, ACCESSORIES
ZB5AV043 | PILOT LIGHT HEAD | 82500 | 75000 | #REF! | George | In Price Book | 3.6 IDSIG,IDMST: EASY LINE RELAYS, SIGN, POWER SUPPLIES, ACCESSORIES
ZB5AV05 | PILOT LIGHT HEAD | 112200 | 102000 | #REF! | George | In Price Book | 3.6 IDSIG,IDMST: EASY LINE RELAYS, SIGN, POWER SUPPLIES, ACCESSORIES
ZB5AV053 | PILOT LIGHT HEAD | 82500 | 75000 | #REF! | George | In Price Book | 3.6 IDSIG,IDMST: EASY LINE RELAYS, SIGN, POWER SUPPLIES, ACCESSORIES
ZB5AV063 | PILOT LIGHT HEAD | 82500 | 75000 | #REF! | George | In Price Book | 3.6 IDSIG,IDMST: EASY LINE RELAYS, SIGN, POWER SUPPLIES, ACCESSORIES
ZB5AV6 | DIRECT SUPPLY PILOT LIGHT | 127600 | 116000 | #REF! | George | In Price Book | 3.6 IDSIG,IDMST: EASY LINE RELAYS, SIGN, POWER SUPPLIES, ACCESSORIES
ZB5AVG6 | 120 V LED PILOT LIGHT BOD | 294800 | 268000 | #REF! | George | In Price Book | 3.6 IDSIG,IDMST: EASY LINE RELAYS, SIGN, POWER SUPPLIES, ACCESSORIES
ZB5AW065 | DIRECT SUPPLY ILL. P.B. B | 480700 | 437000 | #REF! | George | In Price Book | 3.6 IDSIG,IDMST: EASY LINE RELAYS, SIGN, POWER SUPPLIES, ACCESSORIES
ZB5AW0B35 | 24 V LED ILLUMI. P.B BOD | 477400 | 434000 | #REF! | George | In Price Book | 3.6 IDSIG,IDMST: EASY LINE RELAYS, SIGN, POWER SUPPLIES, ACCESSORIES
ZB5AW0B45 | 24 V LED ILLUMI. P.B BODY | 477400 | 434000 | #REF! | George | In Price Book | 3.6 IDSIG,IDMST: EASY LINE RELAYS, SIGN, POWER SUPPLIES, ACCESSORIES
ZB5AW0B55 | 24 V LED ILLUMI. P.B BOD | 477400 | 434000 | #REF! | George | In Price Book | 3.6 IDSIG,IDMST: EASY LINE RELAYS, SIGN, POWER SUPPLIES, ACCESSORIES
ZB5AW0G65 | 120 V LED ILLUMI. P.B BOD | 541200 | 492000 | #REF! | George | In Price Book | 3.6 IDSIG,IDMST: EASY LINE RELAYS, SIGN, POWER SUPPLIES, ACCESSORIES
ZB5AW0M15 | 230 V LED ILLUMI. P.B BOD | 731500 | 665000 | #REF! | George | In Price Book | 3.6 IDSIG,IDMST: EASY LINE RELAYS, SIGN, POWER SUPPLIES, ACCESSORIES
ZB5AW313 | ILLUMINATED PUSHBUTTON HE | 235400 | 214000 | #REF! | George | In Price Book | 3.6 IDSIG,IDMST: EASY LINE RELAYS, SIGN, POWER SUPPLIES, ACCESSORIES
ZB5AW333 | ILLUMINATED PUSHBUTTON HE | 235400 | 214000 | #REF! | George | In Price Book | 3.6 IDSIG,IDMST: EASY LINE RELAYS, SIGN, POWER SUPPLIES, ACCESSORIES
ZB5AW34 | ILLUMINATED PUSHBUTTON HE | 235400 | 214000 | #REF! | George | In Price Book | 3.6 IDSIG,IDMST: EASY LINE RELAYS, SIGN, POWER SUPPLIES, ACCESSORIES
ZB5AW343 | ILLUMINATED PUSHBUTTON HE | 235400 | 214000 | #REF! | George | In Price Book | 3.6 IDSIG,IDMST: EASY LINE RELAYS, SIGN, POWER SUPPLIES, ACCESSORIES
ZB5AW353 | ILLUMINATED PUSHBUTTON HE | 235400 | 214000 | #REF! | George | In Price Book | 3.6 IDSIG,IDMST: EASY LINE RELAYS, SIGN, POWER SUPPLIES, ACCESSORIES
ZB5AW363 | ILLUMINATED PUSHBUTTON HE | 235400 | 214000 | #REF! | George | In Price Book | 3.6 IDSIG,IDMST: EASY LINE RELAYS, SIGN, POWER SUPPLIES, ACCESSORIES
ZB5AZ101 | SCREW TERMINAL CONTACT B | 139700 | 127000 | #REF! | George | In Price Book | 3.6 IDSIG,IDMST: EASY LINE RELAYS, SIGN, POWER SUPPLIES, ACCESSORIES
ZB5AZ102 | SCREW TERMINAL CONTACT B | 139700 | 127000 | #REF! | George | In Price Book | 3.6 IDSIG,IDMST: EASY LINE RELAYS, SIGN, POWER SUPPLIES, ACCESSORIES
ZB5AZ103 | SCREW TERMINAL CONTACT B | 177100 | 161000 | #REF! | George | In Price Book | 3.6 IDSIG,IDMST: EASY LINE RELAYS, SIGN, POWER SUPPLIES, ACCESSORIES
ZB5AZ105 | SCREW TERMINAL CONTACT B | 177100 | 161000 | #REF! | George | In Price Book | 3.6 IDSIG,IDMST: EASY LINE RELAYS, SIGN, POWER SUPPLIES, ACCESSORIES
ZB5AZ905 | KEY FOR FIXING NUT | 127600 | 116000 | #REF! | George | In Price Book | 3.6 IDSIG,IDMST: EASY LINE RELAYS, SIGN, POWER SUPPLIES, ACCESSORIES
ZBE101 | NO SCREW TERMINAL CONTACT | 71500 | 65000 | #REF! | George | In Price Book | 3.6 IDSIG,IDMST: EASY LINE RELAYS, SIGN, POWER SUPPLIES, ACCESSORIES
ZBE102 | NC SCREW TERMINAL CONTACT | 71500 | 65000 | #REF! | George | In Price Book | 3.6 IDSIG,IDMST: EASY LINE RELAYS, SIGN, POWER SUPPLIES, ACCESSORIES
ZBY2101 | LANK LEGEND PLATE | 44000 | 40000 | #REF! | George | In Price Book | 3.6 IDSIG,IDMST: EASY LINE RELAYS, SIGN, POWER SUPPLIES, ACCESSORIES
110XCA20300 | ADAPTER FOR PC-AT CABLE | 2134000 | 1940000 | #REF! | Gunn | In Price Book | 7.5 IDPAC: PROCES.AUTOMAT.CONTROL
110XCA28202 | CABLE PROGRAMMING FOR M1 | 2970000 | 2700000 | #REF! | Gunn | In Price Book | 7.5 IDPAC: PROCES.AUTOMAT.CONTROL
140ACI03000 | AN IN 8CH UNIPOLAR | 19670200 | 17882000 | #REF! | Gunn | In Price Book | 7.5 IDPAC: PROCES.AUTOMAT.CONTROL
140ACI04000 | ANALOG INPUT 16 CHAN CURRENT | 35285800 | 32078000 | #REF! | Gunn | In Price Book | 7.5 IDPAC: PROCES.AUTOMAT.CONTROL
140ACI04000C | ANLG IN 16CH CURRENT CC | 23127500 | 21025000 | #REF! | Gunn | In Price Book | 7.5 IDPAC: PROCES.AUTOMAT.CONTROL
140ACO02000 | AN OUT 4CH CURR | 20375300 | 18523000 | #REF! | Gunn | In Price Book | 7.5 IDPAC: PROCES.AUTOMAT.CONTROL
140ACO13000 | ANALOG OUT 8 CHAN CURRENT | 29561400 | 26874000 | #REF! | Gunn | In Price Book | 7.5 IDPAC: PROCES.AUTOMAT.CONTROL
140ACO13000C | ANLG OUT 8CH CURRENT CC | 22238700 | 20217000 | #REF! | Gunn | In Price Book | 7.5 IDPAC: PROCES.AUTOMAT.CONTROL
140ARI03010 | MODULE RTD IN 8CH 2,3,4 WIRE | 30109200 | 27372000 | #REF! | Gunn | In Price Book | 7.5 IDPAC: PROCES.AUTOMAT.CONTROL
140AVI03000 | ANALOG INPUT 8CH BIPOLAR | 28339300 | 25763000 | #REF! | Gunn | In Price Book | 7.5 IDPAC: PROCES.AUTOMAT.CONTROL
140AVO02000 | ANALOG OUTPUT MODULE 4CH VOLT | 20639300 | 18763000 | #REF! | Gunn | In Price Book | 7.5 IDPAC: PROCES.AUTOMAT.CONTROL
140CPS11420 | AC PS 115/230V SUMM | 14258200 | 12962000 | #REF! | Gunn | In Price Book | 7.5 IDPAC: PROCES.AUTOMAT.CONTROL
140CPS11420C | AC PS 115/230V SUMM CC | 20174000 | 18340000 | #REF! | Gunn | In Price Book | 7.5 IDPAC: PROCES.AUTOMAT.CONTROL
140CPS12420 | LMS AC PS 115/230V RED | 18421700 | 16747000 | #REF! | Gunn | In Price Book | 7.5 IDPAC: PROCES.AUTOMAT.CONTROL
140CPS21400 | DC PS 24V 8A | 21985700 | 19987000 | #REF! | Gunn | In Price Book | 7.5 IDPAC: PROCES.AUTOMAT.CONTROL
140CPU65160S | QUANTUM STDALN SAFE PROCESSOR- UNITY 2M | 81171200 | 73792000 | #REF! | Gunn | In Price Book | 7.5 IDPAC: PROCES.AUTOMAT.CONTROL
140CRA21110 | DIO DROP MB+ AC PS 1CH | 25829100 | 23481000 | #REF! | Gunn | In Price Book | 7.5 IDPAC: PROCES.AUTOMAT.CONTROL
140CRA31200 | Quantum RIO Drop E/IP 1CH | 48123900 | 43749000 | #REF! | Gunn | In Price Book | 7.5 IDPAC: PROCES.AUTOMAT.CONTROL
140CRA31200C | Quantum RIO Drop E/IP 1CH Coated version | 34193500 | 31085000 | #REF! | Gunn | In Price Book | 7.5 IDPAC: PROCES.AUTOMAT.CONTROL
140CRA93100 | RIO DROP S908 1CH | 17205100 | 15641000 | #REF! | Gunn | In Price Book | 7.5 IDPAC: PROCES.AUTOMAT.CONTROL
140CRA93200 | RIO DROP S908 2CH | 23152800 | 21048000 | #REF! | Gunn | In Price Book | 7.5 IDPAC: PROCES.AUTOMAT.CONTROL
140CRP93100 | RIO HEAD S908 1CH | 17205100 | 15641000 | #REF! | Gunn | In Price Book | 7.5 IDPAC: PROCES.AUTOMAT.CONTROL
140CRP93200 | RIO HEAD S908 2CH | 25182300 | 22893000 | #REF! | Gunn | In Price Book | 7.5 IDPAC: PROCES.AUTOMAT.CONTROL
140DAI55300 | AC IN 115V 4 X 8 | 9009000 | 8190000 | #REF! | Gunn | In Price Book | 7.5 IDPAC: PROCES.AUTOMAT.CONTROL
140DAI75300 | AC IN 240V 4X8 | 30230200 | 27482000 | #REF! | Gunn | In Price Book | 7.5 IDPAC: PROCES.AUTOMAT.CONTROL
140DAO85300 | AC OUT 24-240V 4X8 | 38837700 | 35307000 | #REF! | Gunn | In Price Book | 7.5 IDPAC: PROCES.AUTOMAT.CONTROL
140DDI35300 | DISCRETE DC INPUT MODULE 24V 4 X 8 SINK | 12986600 | 11806000 | #REF! | Gunn | In Price Book | 7.5 IDPAC: PROCES.AUTOMAT.CONTROL
140DDI35300C | PL CONF COAT 24 VDC IN | 9377500 | 8525000 | #REF! | Gunn | In Price Book | 7.5 IDPAC: PROCES.AUTOMAT.CONTROL
140DDI36400 | DC IN 24VDC 6X16 SINK | 17496600 | 15906000 | #REF! | Gunn | In Price Book | 7.5 IDPAC: PROCES.AUTOMAT.CONTROL
140DDI84100 | DC IN 10-60V 8X2 SINK | 12563100 | 11421000 | #REF! | Gunn | In Price Book | 7.5 IDPAC: PROCES.AUTOMAT.CONTROL
140DDO35300 | DISCRETE DC OUTPUT 24V 4 X 8 SOURCE | 19632800 | 17848000 | #REF! | Gunn | In Price Book | 7.5 IDPAC: PROCES.AUTOMAT.CONTROL
140DDO35300C | PL CONF COAT 24 VDC OUT | 10019900 | 9109000 | #REF! | Gunn | In Price Book | 7.5 IDPAC: PROCES.AUTOMAT.CONTROL
140DDO36400 | DC OUT 24VDC 6X16 SOURCE | 25223000 | 22930000 | #REF! | Gunn | In Price Book | 7.5 IDPAC: PROCES.AUTOMAT.CONTROL
140DDO84300 | DC OUT 10-60V 2 X 8 SOURCE | 8129000 | 7390000 | #REF! | Gunn | In Price Book | 7.5 IDPAC: PROCES.AUTOMAT.CONTROL
140DRA84000 | RELAY OUT 16 X 1 NO | 13241800 | 12038000 | #REF! | Gunn | In Price Book | 7.5 IDPAC: PROCES.AUTOMAT.CONTROL
140EHC20200 | HI-SPEED CTR 2CH 500KHZ | 18158800 | 16508000 | #REF! | Gunn | In Price Book | 7.5 IDPAC: PROCES.AUTOMAT.CONTROL
140NOE77111 | ETHERNET 10/100 BASE T100FX FACTORYCAST | 23809500 | 21645000 | #REF! | Gunn | In Price Book | 7.5 IDPAC: PROCES.AUTOMAT.CONTROL
140NOM25200 | FIBEROPTIC MODNET 1 | 43520400 | 39564000 | #REF! | Gunn | In Price Book | 7.5 IDPAC: PROCES.AUTOMAT.CONTROL
140NRP95400 | Remote I/O S908 fiber optic repeater | 30848400 | 28044000 | #REF! | Gunn | In Price Book | 7.5 IDPAC: PROCES.AUTOMAT.CONTROL
140XBE10000 | backplane expander | 8230200 | 7482000 | #REF! | Gunn | In Price Book | 7.5 IDPAC: PROCES.AUTOMAT.CONTROL
140XBP00400 | BACKPLANE 4 SLOT | 8501900 | 7729000 | #REF! | Gunn | In Price Book | 7.5 IDPAC: PROCES.AUTOMAT.CONTROL
140XBP00600 | BACKPLANE 6 SLOT | 4931300 | 4483000 | #REF! | Gunn | In Price Book | 7.5 IDPAC: PROCES.AUTOMAT.CONTROL
140XBP01000 | BACKPLANE 10 SLOT | 9549100 | 8681000 | #REF! | Gunn | In Price Book | 7.5 IDPAC: PROCES.AUTOMAT.CONTROL
140XBP01600 | BACKPLANE 16 SLOTS | 15396700 | 13997000 | #REF! | Gunn | In Price Book | 7.5 IDPAC: PROCES.AUTOMAT.CONTROL
140XBP01600C | BACKPLANE, 16 SLOT CC | 17502100 | 15911000 | #REF! | Gunn | In Price Book | 7.5 IDPAC: PROCES.AUTOMAT.CONTROL
140XTS00200 | TERMINAL STRIP 40 Points | 1008700 | 917000 | #REF! | Gunn | In Price Book | 7.5 IDPAC: PROCES.AUTOMAT.CONTROL
170AAI14000 | ANALOG INPUT 16 CH.SINGLE | 11551100 | 10501000 | #REF! | Gunn | In Price Book | 7.5 IDPAC: PROCES.AUTOMAT.CONTROL
170ADI35000 | 32 DI 24VDC | 4935700 | 4487000 | #REF! | Gunn | In Price Book | 7.5 IDPAC: PROCES.AUTOMAT.CONTROL
170ADM39030 | 10 DI 24VDC/8 RELAY O | 8492000 | 7720000 | #REF! | Gunn | In Price Book | 7.5 IDPAC: PROCES.AUTOMAT.CONTROL
170ADO35000 | 24V DC 32PT OUT MDL BASE | 12026300 | 10933000 | #REF! | Gunn | In Price Book | 7.5 IDPAC: PROCES.AUTOMAT.CONTROL
170ANR12091 | 6 ANLG IN/4 ANLG OUT -10/10V 8 DIG I/O | 29676900 | 26979000 | #REF! | Gunn | In Price Book | 7.5 IDPAC: PROCES.AUTOMAT.CONTROL
170FNT11001 | FIPIO COMM. ADAPTER V2 | 9161900 | 8329000 | #REF! | Gunn | In Price Book | 7.5 IDPAC: PROCES.AUTOMAT.CONTROL
170INT11000 | IB-S COMM. ADAPTER | 6934400 | 6304000 | #REF! | Gunn | In Price Book | 7.5 IDPAC: PROCES.AUTOMAT.CONTROL
170INT11003 | INTERBUS COMM. ADAPTER SUPI3 | 14674000 | 13340000 | #REF! | Gunn | In Price Book | 7.5 IDPAC: PROCES.AUTOMAT.CONTROL
170MCI00700 | INTERBUS CBL ASSY 11 CM L | 1716000 | 1560000 | #REF! | Gunn | In Price Book | 7.5 IDPAC: PROCES.AUTOMAT.CONTROL
170PNT11020 | MODBUS+ COMM ADAPTER | 7671400 | 6974000 | #REF! | Gunn | In Price Book | 7.5 IDPAC: PROCES.AUTOMAT.CONTROL
170XTS00100 | TB 3P > PU=3 | 1765500 | 1605000 | #REF! | Gunn | In Price Book | 7.5 IDPAC: PROCES.AUTOMAT.CONTROL
170XTS00401 | BUS BAR 3 ROW SCREW | 1134100 | 1031000 | #REF! | Gunn | In Price Book | 7.5 IDPAC: PROCES.AUTOMAT.CONTROL
490NAA27102 | MODBUS PLUS CABLE 500' | 12159400 | 11054000 | #REF! | Gunn | In Price Book | 7.5 IDPAC: PROCES.AUTOMAT.CONTROL
490NAC0100 | M580 HSBY RJ45 SFP | 4227300 | 3843000 | #REF! | Gunn | In Price Book | 7.5 IDPAC: PROCES.AUTOMAT.CONTROL
490NAC0201 | single mode fiber optic connector dedica | 11624800 | 10568000 | #REF! | Gunn | In Price Book | 7.5 IDPAC: PROCES.AUTOMAT.CONTROL
490NOR00003 | ETHERNET MTRJ/MTRJ 3M OPT | 3381400 | 3074000 | #REF! | Gunn | In Price Book | 7.5 IDPAC: PROCES.AUTOMAT.CONTROL
490NOR00005 | ETHERNET MTRJ/MTRJ 5M OPT | 6354700 | 5777000 | #REF! | Gunn | In Price Book | 7.5 IDPAC: PROCES.AUTOMAT.CONTROL
490NTW00002 | ETHERNET SFTP 2M CORD | 774400 | 704000 | #REF! | Gunn | In Price Book | 7.5 IDPAC: PROCES.AUTOMAT.CONTROL
490NTW00012 | ETHERNET SFTP 12M CORD | 2790700 | 2537000 | #REF! | Gunn | In Price Book | 7.5 IDPAC: PROCES.AUTOMAT.CONTROL
990NAA21510 | RUGGEDIZED MBUS+ TAP PROG CABLE 10FT | 2145000 | 1950000 | #REF! | Gunn | In Price Book | 7.5 IDPAC: PROCES.AUTOMAT.CONTROL
990NAD21110 | CABLE MB+ DROP 2.4M | 405900 | 369000 | #REF! | Gunn | In Price Book | 7.5 IDPAC: PROCES.AUTOMAT.CONTROL
990NAD21130 | MB+ DROP CABLE 6M | 2780800 | 2528000 | #REF! | Gunn | In Price Book | 7.5 IDPAC: PROCES.AUTOMAT.CONTROL
990NAD23000 | MB+ COMMERIAL REFERENCE | 1842500 | 1675000 | #REF! | Gunn | In Price Book | 7.5 IDPAC: PROCES.AUTOMAT.CONTROL
ABE7CPA03 | Klemmenblock m.Geberschutz mit Sub-D-25p | 4273500 | 3885000 | #REF! | Gunn | In Price Book | 7.5 IDPAC: PROCES.AUTOMAT.CONTROL
ABE7CPA410 | PS WIRING BLOCK FOR ISOLATED ANALOG INP | 6204000 | 5640000 | #REF! | Gunn | In Price Book | 7.5 IDPAC: PROCES.AUTOMAT.CONTROL
ABE7CPA412 | WIRING BLOCK FOR 4 TC INPUTS | 2938100 | 2671000 | #REF! | Gunn | In Price Book | 7.5 IDPAC: PROCES.AUTOMAT.CONTROL
ASMBKT085 | Modbus Plus Line Connector | 1293600 | 1176000 | #REF! | Gunn | In Price Book | 7.5 IDPAC: PROCES.AUTOMAT.CONTROL
BMECRA31210 | X80 EIO Drop adapter with Eth Bkp | 31610700 | 28737000 | #REF! | Gunn | In Price Book | 7.5 IDPAC: PROCES.AUTOMAT.CONTROL
BMEH582040 | M580 HSBY CPU LEVEL 2 FOR R IO | 106531700 | 96847000 | #REF! | Gunn | In Price Book | 7.5 IDPAC: PROCES.AUTOMAT.CONTROL
BMEH582040C | C M580 HSBY CPU LEVEL 2 FOR R IO | 122511400 | 111374000 | #REF! | Gunn | In Price Book | 7.5 IDPAC: PROCES.AUTOMAT.CONTROL
BMEH582040K | M580 LEVEL2 HSBY CPU KIT | 210437700 | 191307000 | #REF! | Gunn | In Price Book | 7.5 IDPAC: PROCES.AUTOMAT.CONTROL
BMEH584040 | M580 HSBY CPU LEVEL 4 FOR R IO | 152113500 | 138285000 | #REF! | Gunn | In Price Book | 7.5 IDPAC: PROCES.AUTOMAT.CONTROL
BMEH584040C | C M580 HSBY CPU LEVEL 4 FOR R IO | 174930800 | 159028000 | #REF! | Gunn | In Price Book | 7.5 IDPAC: PROCES.AUTOMAT.CONTROL
BMEH584040K | M580 LEVEL4 HSBY CPU KIT | 290856500 | 264415000 | #REF! | Gunn | In Price Book | 7.5 IDPAC: PROCES.AUTOMAT.CONTROL
BMEH586040 | M580 HSBY CPU LEVEL 6 FOR R IO | 217303900 | 197549000 | #REF! | Gunn | In Price Book | 7.5 IDPAC: PROCES.AUTOMAT.CONTROL
BMEH586040C | C M580 HSBY CPU LEVEL 6 FOR R IO | 249900200 | 227182000 | #REF! | Gunn | In Price Book | 7.5 IDPAC: PROCES.AUTOMAT.CONTROL
BMENOC0301 | M580 Ethernet Comm Module | 35499200 | 32272000 | #REF! | Gunn | In Price Book | 7.5 IDPAC: PROCES.AUTOMAT.CONTROL
BMENOC0311 | M580 FactoryCast Eth Mod. | 38168900 | 34699000 | #REF! | Gunn | In Price Book | 7.5 IDPAC: PROCES.AUTOMAT.CONTROL
BMEP581020 | M580 processor level 1 for D IOs | 41971600 | 38156000 | #REF! | Gunn | In Price Book | 7.5 IDPAC: PROCES.AUTOMAT.CONTROL
BMEP581020H | M580 hardened processor Level 1 for DIO | 50366800 | 45788000 | #REF! | Gunn | In Price Book | 7.5 IDPAC: PROCES.AUTOMAT.CONTROL
BMEP582020 | M580 processor level 2 for D IOs | 66773300 | 60703000 | #REF! | Gunn | In Price Book | 7.5 IDPAC: PROCES.AUTOMAT.CONTROL
BMEP582020H | M580 hardened processor Level 2 for DIO | 80127300 | 72843000 | #REF! | Gunn | In Price Book | 7.5 IDPAC: PROCES.AUTOMAT.CONTROL
BMEP582040 | M580 processor level 2 for D & R Ios | 70589200 | 64172000 | #REF! | Gunn | In Price Book | 7.5 IDPAC: PROCES.AUTOMAT.CONTROL
BMEP582040H | M580 hardened processor Level 2 DIO&RIO | 84706600 | 77006000 | #REF! | Gunn | In Price Book | 7.5 IDPAC: PROCES.AUTOMAT.CONTROL
BMEP583020 | M580 processor level 3 for D IOs | 86046400 | 78224000 | #REF! | Gunn | In Price Book | 7.5 IDPAC: PROCES.AUTOMAT.CONTROL
BMEP584020 | M580 processor level 4 for D IOs | 111162700 | 101057000 | #REF! | Gunn | In Price Book | 7.5 IDPAC: PROCES.AUTOMAT.CONTROL
BMEP584040 | M580 processor level 4 for D&R IOs | 141654700 | 128777000 | #REF! | Gunn | In Price Book | 7.5 IDPAC: PROCES.AUTOMAT.CONTROL
BMEP585040 | M580 PROCESSOR LEVEL 5 FOR R IO | 168153700 | 152867000 | #REF! | Gunn | In Price Book | 7.5 IDPAC: PROCES.AUTOMAT.CONTROL
BMEP585040C | C M580 PROCESSOR LEVEL 5 FOR R IO | 193375600 | 175796000 | #REF! | Gunn | In Price Book | 7.5 IDPAC: PROCES.AUTOMAT.CONTROL
BMEP586040 | M580 PROCESSOR LEVEL 6 FOR R IO | 194022400 | 176384000 | #REF! | Gunn | In Price Book | 7.5 IDPAC: PROCES.AUTOMAT.CONTROL
BMEP586040C | C M580 PROCESSOR LEVEL 6 FOR R IO | 223125100 | 202841000 | #REF! | Gunn | In Price Book | 7.5 IDPAC: PROCES.AUTOMAT.CONTROL
BMEXBP0400 | 4-SLOT ETHERNET + X-BUS BACKPLANE | 7975000 | 7250000 | #REF! | Gunn | In Price Book | 7.5 IDPAC: PROCES.AUTOMAT.CONTROL
BMEXBP0400H | 4 slots hardened Eth bkp | 11017600 | 10016000 | #REF! | Gunn | In Price Book | 7.5 IDPAC: PROCES.AUTOMAT.CONTROL
BMEXBP0602 | 06 SLOTS ETHERNET BACKPLANE DUAL PS | 9149800 | 8318000 | #REF! | Gunn | In Price Book | 7.5 IDPAC: PROCES.AUTOMAT.CONTROL
BMEXBP0800 | 8 slots Eth backplane | 10462100 | 9511000 | #REF! | Gunn | In Price Book | 7.5 IDPAC: PROCES.AUTOMAT.CONTROL
BMEXBP0800H | 8 slots hardened Eth bkp | 11750200 | 10682000 | #REF! | Gunn | In Price Book | 7.5 IDPAC: PROCES.AUTOMAT.CONTROL
BMEXBP1002 | 10 SLOTS ETHERNET BACKPLANE DUAL PS | 13724700 | 12477000 | #REF! | Gunn | In Price Book | 7.5 IDPAC: PROCES.AUTOMAT.CONTROL
BMEXBP1200 | 12 slots Ethernet backplane | 12703900 | 11549000 | #REF! | Gunn | In Price Book | 7.5 IDPAC: PROCES.AUTOMAT.CONTROL
BMEXBP1200H | 12 slots hardened Eth bkp | 14724600 | 13386000 | #REF! | Gunn | In Price Book | 7.5 IDPAC: PROCES.AUTOMAT.CONTROL
BMXAMI0410 | ANA 4 U/I IN ISOLATED HIGH SPEED | 11955900 | 10869000 | #REF! | Gunn | In Price Book | 7.5 IDPAC: PROCES.AUTOMAT.CONTROL
BMXAMI0410H | H ANA 4 U/I HL IN ISOLATED | 13227500 | 12025000 | #REF! | Gunn | In Price Book | 7.5 IDPAC: PROCES.AUTOMAT.CONTROL
BMXAMI0800 | ANA 8 U/I IN NO ISOL FAST | 12521300 | 11383000 | #REF! | Gunn | In Price Book | 7.5 IDPAC: PROCES.AUTOMAT.CONTROL
BMXAMI0810 | Ana 8 U/I In Isolated Fast | 16057800 | 14598000 | #REF! | Gunn | In Price Book | 7.5 IDPAC: PROCES.AUTOMAT.CONTROL
BMXAMI0810H | ANA 8 U/I IN ISOLATED FAST (HARDENED) | 17150100 | 15591000 | #REF! | Gunn | In Price Book | 7.5 IDPAC: PROCES.AUTOMAT.CONTROL
BMXAMM0600 | ANA 4 IN U/I 2 OUT U/I | 12234200 | 11122000 | #REF! | Gunn | In Price Book | 7.5 IDPAC: PROCES.AUTOMAT.CONTROL
BMXAMM0600H | H ANA 4 IN U/I 2 OUT U/I | 13520100 | 12291000 | #REF! | Gunn | In Price Book | 7.5 IDPAC: PROCES.AUTOMAT.CONTROL
BMXAMO0210 | ANA 2 U/I OUT ISOLATED | 9034300 | 8213000 | #REF! | Gunn | In Price Book | 7.5 IDPAC: PROCES.AUTOMAT.CONTROL
BMXAMO0210H | H ANA 2 U/I OUT ISOLATED | 12435500 | 11305000 | #REF! | Gunn | In Price Book | 7.5 IDPAC: PROCES.AUTOMAT.CONTROL
BMXAMO0410 | ANA 4 U/I OUT ISOLATED | 18126900 | 16479000 | #REF! | Gunn | In Price Book | 7.5 IDPAC: PROCES.AUTOMAT.CONTROL
BMXAMO0410H | ANA 4 U/I OUT ISOLATED (HARDENED) | 21004500 | 19095000 | #REF! | Gunn | In Price Book | 7.5 IDPAC: PROCES.AUTOMAT.CONTROL
BMXAMO0802 | Ana 8 Current Out No Isol | 16635300 | 15123000 | #REF! | Gunn | In Price Book | 7.5 IDPAC: PROCES.AUTOMAT.CONTROL
BMXART0414 | ANA 4 TC/RTD ISOLATED IN | 13725800 | 12478000 | #REF! | Gunn | In Price Book | 7.5 IDPAC: PROCES.AUTOMAT.CONTROL
BMXART0414H | H ANA 4 TC/RTD ISOLATED IN | 15207500 | 13825000 | #REF! | Gunn | In Price Book | 7.5 IDPAC: PROCES.AUTOMAT.CONTROL
BMXART0814 | ANA 8 TC/RTD ISOLATED IN | 22423500 | 20385000 | #REF! | Gunn | In Price Book | 7.5 IDPAC: PROCES.AUTOMAT.CONTROL
BMXART0814H | H ANA 8 TC/RTD ISOLATED IN | 24713700 | 22467000 | #REF! | Gunn | In Price Book | 7.5 IDPAC: PROCES.AUTOMAT.CONTROL
BMXCPS2000 | STANDARD AC POWER SUPPLY | 6994900 | 6359000 | #REF! | Gunn | In Price Book | 7.5 IDPAC: PROCES.AUTOMAT.CONTROL
BMXCPS2010 | STANDARD ISOL DC POWER SUPPLY | 6881600 | 6256000 | #REF! | Gunn | In Price Book | 7.5 IDPAC: PROCES.AUTOMAT.CONTROL
BMXCPS3020 | HIGH POWER ISOL 24TO48 VDC POWER SUPPLY | 10129900 | 9209000 | #REF! | Gunn | In Price Book | 7.5 IDPAC: PROCES.AUTOMAT.CONTROL
BMXCPS3020H | H HIGH POWER ISOL 24TO48 VDC POWER | 14440800 | 13128000 | #REF! | Gunn | In Price Book | 7.5 IDPAC: PROCES.AUTOMAT.CONTROL
BMXCPS3500 | HIGH POWER AC POWER SUPPLY | 10869100 | 9881000 | #REF! | Gunn | In Price Book | 7.5 IDPAC: PROCES.AUTOMAT.CONTROL
BMXCPS3500H | H HIGH POWER AC POWER SUPPLY | 13630100 | 12391000 | #REF! | Gunn | In Price Book | 7.5 IDPAC: PROCES.AUTOMAT.CONTROL
BMXCPS3540T | High Power 125 VDC P. S. | 13933700 | 12667000 | #REF! | Gunn | In Price Book | 7.5 IDPAC: PROCES.AUTOMAT.CONTROL
BMXCPS4002 | REDUNDANT HP AC POWER SUPPLY | 15845500 | 14405000 | #REF! | Gunn | In Price Book | 7.5 IDPAC: PROCES.AUTOMAT.CONTROL
BMXCRA31210 | M340 RIO DROP E/IP PERF | 42289500 | 38445000 | #REF! | Gunn | In Price Book | 7.5 IDPAC: PROCES.AUTOMAT.CONTROL
BMXCRA31210C | X80 RIO Drop E/IP Perf Coated | 44121000 | 40110000 | #REF! | Gunn | In Price Book | 7.5 IDPAC: PROCES.AUTOMAT.CONTROL
BMXDAI0805 | DIG 8 IN 220 VAC | 6190800 | 5628000 | #REF! | Gunn | In Price Book | 7.5 IDPAC: PROCES.AUTOMAT.CONTROL
BMXDAI1602 | DIG 16 IN 24VAC/24VDC SOURCE | 6462500 | 5875000 | #REF! | Gunn | In Price Book | 7.5 IDPAC: PROCES.AUTOMAT.CONTROL
BMXDAI1602H | H DIG 16 IN 24VAC/24VDC SOURCE | 7326000 | 6660000 | #REF! | Gunn | In Price Book | 7.5 IDPAC: PROCES.AUTOMAT.CONTROL
BMXDAI1603 | DIG 16 IN 48 VAC | 7042200 | 6402000 | #REF! | Gunn | In Price Book | 7.5 IDPAC: PROCES.AUTOMAT.CONTROL
BMXDAI1604 | DIG 16I 100 TO 120 VAC | 6570300 | 5973000 | #REF! | Gunn | In Price Book | 7.5 IDPAC: PROCES.AUTOMAT.CONTROL
BMXDAI1604H | H DIG 16I 100 TO 120 VAC | 7449200 | 6772000 | #REF! | Gunn | In Price Book | 7.5 IDPAC: PROCES.AUTOMAT.CONTROL
BMXDAO1605 | DIG 16 OUT TRIACS | 10318000 | 9380000 | #REF! | Gunn | In Price Book | 7.5 IDPAC: PROCES.AUTOMAT.CONTROL
BMXDAO1605H | H DIG 16 OUT TRIACS | 11509300 | 10463000 | #REF! | Gunn | In Price Book | 7.5 IDPAC: PROCES.AUTOMAT.CONTROL
BMXDDI1602 | DIG 16I 24 VDC SINK | 4440700 | 4037000 | #REF! | Gunn | In Price Book | 7.5 IDPAC: PROCES.AUTOMAT.CONTROL
BMXDDI1602H | H DIG 16I 24 VDC SINK | 4601300 | 4183000 | #REF! | Gunn | In Price Book | 7.5 IDPAC: PROCES.AUTOMAT.CONTROL
BMXDDI1603 | DIG 16 IN 48 VDC SINK | 4403300 | 4003000 | #REF! | Gunn | In Price Book | 7.5 IDPAC: PROCES.AUTOMAT.CONTROL
BMXDDI1603H | H DIG 16 IN 48 VDC SINK | 5624300 | 5113000 | #REF! | Gunn | In Price Book | 7.5 IDPAC: PROCES.AUTOMAT.CONTROL
BMXDDI1604T | Dig 16I 125 VDC Sink | 10737100 | 9761000 | #REF! | Gunn | In Price Book | 7.5 IDPAC: PROCES.AUTOMAT.CONTROL
BMXDDI3202K | DIG 32I 24 VDC SINK | 5464800 | 4968000 | #REF! | Gunn | In Price Book | 7.5 IDPAC: PROCES.AUTOMAT.CONTROL
BMXDDI6402K | DIG 64I 24 VDC SINK | 9320300 | 8473000 | #REF! | Gunn | In Price Book | 7.5 IDPAC: PROCES.AUTOMAT.CONTROL
BMXDDM16022H | H DIG 8I 24VDC 8Q SOURCE TR | 7734100 | 7031000 | #REF! | Gunn | In Price Book | 7.5 IDPAC: PROCES.AUTOMAT.CONTROL
BMXDDM16025 | DIG 8I 24 VDC 8Q RELAYS | 6602200 | 6002000 | #REF! | Gunn | In Price Book | 7.5 IDPAC: PROCES.AUTOMAT.CONTROL
BMXDDM16025H | H DIG 8I 24 VDC 8Q RELAYS | 12400300 | 11273000 | #REF! | Gunn | In Price Book | 7.5 IDPAC: PROCES.AUTOMAT.CONTROL
BMXDDM3202K | DIG 16I 24VDC 16Q SOUR TR | 8090500 | 7355000 | #REF! | Gunn | In Price Book | 7.5 IDPAC: PROCES.AUTOMAT.CONTROL
BMXDDO1602 | DIG 16Q TRANS SOURCE 0.5A | 5041300 | 4583000 | #REF! | Gunn | In Price Book | 7.5 IDPAC: PROCES.AUTOMAT.CONTROL
BMXDDO1602H | H DIG 16Q TRANS SOURCE 0.5A | 5842100 | 5311000 | #REF! | Gunn | In Price Book | 7.5 IDPAC: PROCES.AUTOMAT.CONTROL
BMXDDO1612 | DIG 16 OUT TRANS SINK | 8052000 | 7320000 | #REF! | Gunn | In Price Book | 7.5 IDPAC: PROCES.AUTOMAT.CONTROL
BMXDDO1612H | H DIG 16 OUT TRANS SINK | 12962400 | 11784000 | #REF! | Gunn | In Price Book | 7.5 IDPAC: PROCES.AUTOMAT.CONTROL
BMXDDO3202K | DIG 32Q TRANS SOURCE 0.1A | 10305900 | 9369000 | #REF! | Gunn | In Price Book | 7.5 IDPAC: PROCES.AUTOMAT.CONTROL
BMXDDO6402K | DIG 64Q TRANS SOURCE 0.1A | 13025100 | 11841000 | #REF! | Gunn | In Price Book | 7.5 IDPAC: PROCES.AUTOMAT.CONTROL
BMXDRA0804T | DIG 8Q RELAY 125 VDC 0.3A | 8241200 | 7492000 | #REF! | Gunn | In Price Book | 7.5 IDPAC: PROCES.AUTOMAT.CONTROL
BMXDRA0805 | DIG 8Q ISOLATED RELAYS | 6289800 | 5718000 | #REF! | Gunn | In Price Book | 7.5 IDPAC: PROCES.AUTOMAT.CONTROL
BMXDRA0805H | M340 Dig 8Q Isolat | 7140100 | 6491000 | #REF! | Gunn | In Price Book | 7.5 IDPAC: PROCES.AUTOMAT.CONTROL
BMXDRA1605 | DIG 16Q RELAYS | 6779300 | 6163000 | #REF! | Gunn | In Price Book | 7.5 IDPAC: PROCES.AUTOMAT.CONTROL
BMXDRA1605H | H DIG 16Q RELAYS | 8833000 | 8030000 | #REF! | Gunn | In Price Book | 7.5 IDPAC: PROCES.AUTOMAT.CONTROL
BMXEAE0300 | SSI ENCODER INTERFACE 3 CH | 14022800 | 12748000 | #REF! | Gunn | In Price Book | 7.5 IDPAC: PROCES.AUTOMAT.CONTROL
BMXEHC0200 | HIGH SPEED COUNTER 2 CH | 9727300 | 8843000 | #REF! | Gunn | In Price Book | 7.5 IDPAC: PROCES.AUTOMAT.CONTROL
BMXEHC0200H | H HIGH SPEED COUNTER 2 CH | 11655600 | 10596000 | #REF! | Gunn | In Price Book | 7.5 IDPAC: PROCES.AUTOMAT.CONTROL
BMXEHC0800 | HIGH SPEED COUNTER 8 CH | 12535600 | 11396000 | #REF! | Gunn | In Price Book | 7.5 IDPAC: PROCES.AUTOMAT.CONTROL
BMXEHC0800H | H HIGH SPEED COUNTER 8 CH | 14536500 | 13215000 | #REF! | Gunn | In Price Book | 7.5 IDPAC: PROCES.AUTOMAT.CONTROL
BMXEIA0100 | AS-I MODULE | 12541100 | 11401000 | #REF! | Gunn | In Price Book | 7.5 IDPAC: PROCES.AUTOMAT.CONTROL
BMXERT1604T | DIG 16I 24/125VDC TSTAMP | 14588200 | 13262000 | #REF! | Gunn | In Price Book | 7.5 IDPAC: PROCES.AUTOMAT.CONTROL
BMXFCA150 | ANALOG 1M5 CONNECTING CABLE | 2158200 | 1962000 | #REF! | Gunn | In Price Book | 7.5 IDPAC: PROCES.AUTOMAT.CONTROL
BMXFCA152 | TEMPERATURE 1M5 CONNECTING CABLE | 1986600 | 1806000 | #REF! | Gunn | In Price Book | 7.5 IDPAC: PROCES.AUTOMAT.CONTROL
BMXFCA300 | ANALOG 3M CONNECTING CABLE | 2692800 | 2448000 | #REF! | Gunn | In Price Book | 7.5 IDPAC: PROCES.AUTOMAT.CONTROL
BMXFCA302 | TEMPERATURE 3M CONNECTING CABLE | 2215400 | 2014000 | #REF! | Gunn | In Price Book | 7.5 IDPAC: PROCES.AUTOMAT.CONTROL
BMXFCA500 | ANALOG 5M CONNECTING CABLE | 3738900 | 3399000 | #REF! | Gunn | In Price Book | 7.5 IDPAC: PROCES.AUTOMAT.CONTROL
BMXFCA502 | TEMPERATURE 5M CONNECTING CABLE | 3488100 | 3171000 | #REF! | Gunn | In Price Book | 7.5 IDPAC: PROCES.AUTOMAT.CONTROL
BMXFCC051 | FCN TO 1 HE 0M5 CONNECTING CABLE | 1966800 | 1788000 | #REF! | Gunn | In Price Book | 7.5 IDPAC: PROCES.AUTOMAT.CONTROL
BMXFCC053 | FCN TO 2 HE 0M5 CONNECTING CABLE | 1967900 | 1789000 | #REF! | Gunn | In Price Book | 7.5 IDPAC: PROCES.AUTOMAT.CONTROL
BMXFCC1001 | FCN TO 1 HE 10M CONNECTING CABLE | 4606800 | 4188000 | #REF! | Gunn | In Price Book | 7.5 IDPAC: PROCES.AUTOMAT.CONTROL
BMXFCC1003 | FCN TO 2 HE 10M CONNECTING CABLE | 5453800 | 4958000 | #REF! | Gunn | In Price Book | 7.5 IDPAC: PROCES.AUTOMAT.CONTROL
BMXFCC101 | FCN TO 1 HE 1M CONNECTING CABLE | 1870000 | 1700000 | #REF! | Gunn | In Price Book | 7.5 IDPAC: PROCES.AUTOMAT.CONTROL
BMXFCC103 | FCN TO 2 HE 1M CONNECTING CABLE | 2022900 | 1839000 | #REF! | Gunn | In Price Book | 7.5 IDPAC: PROCES.AUTOMAT.CONTROL
BMXFCC201 | FCN TO 1 HE 2M CONNECTING CABLE | 1489400 | 1354000 | #REF! | Gunn | In Price Book | 7.5 IDPAC: PROCES.AUTOMAT.CONTROL
BMXFCC203 | FCN TO 2 HE 2M CONNECTING CABLE | 2350700 | 2137000 | #REF! | Gunn | In Price Book | 7.5 IDPAC: PROCES.AUTOMAT.CONTROL
BMXFCC301 | FCN TO 1 HE 3M CONNECTING CABLE | 2140600 | 1946000 | #REF! | Gunn | In Price Book | 7.5 IDPAC: PROCES.AUTOMAT.CONTROL
BMXFCC303 | FCN TO 2 HE 3M CONNECTING CABLE | 2412300 | 2193000 | #REF! | Gunn | In Price Book | 7.5 IDPAC: PROCES.AUTOMAT.CONTROL
BMXFCC501 | FCN TO 1 HE 5M CONNECTING CABLE | 2487100 | 2261000 | #REF! | Gunn | In Price Book | 7.5 IDPAC: PROCES.AUTOMAT.CONTROL
BMXFCC503 | FCN TO 2 HE 5M CONNECTING CABLE | 2806100 | 2551000 | #REF! | Gunn | In Price Book | 7.5 IDPAC: PROCES.AUTOMAT.CONTROL
BMXFCW1001 | FCN 20 WIRE 10M CABLE | 4573800 | 4158000 | #REF! | Gunn | In Price Book | 7.5 IDPAC: PROCES.AUTOMAT.CONTROL
BMXFCW1003 | FCN 2 X 20 WIRE 10M CABLE | 5336100 | 4851000 | #REF! | Gunn | In Price Book | 7.5 IDPAC: PROCES.AUTOMAT.CONTROL
BMXFCW301 | FCN 20 WIRE 3M CABLE | 1373900 | 1249000 | #REF! | Gunn | In Price Book | 7.5 IDPAC: PROCES.AUTOMAT.CONTROL
BMXFCW301S | FCN 20 WIRE 3M SHIELDED CABLE | 2060300 | 1873000 | #REF! | Gunn | In Price Book | 7.5 IDPAC: PROCES.AUTOMAT.CONTROL
BMXFCW303 | FCN 2 X 20 WIRE 3M CABLE | 2277000 | 2070000 | #REF! | Gunn | In Price Book | 7.5 IDPAC: PROCES.AUTOMAT.CONTROL
BMXFCW501 | FCN 20 WIRE 5M CABLE | 1956900 | 1779000 | #REF! | Gunn | In Price Book | 7.5 IDPAC: PROCES.AUTOMAT.CONTROL
BMXFCW501S | FCN 20 WIRE 5M SHIELDED CABLE | 3069000 | 2790000 | #REF! | Gunn | In Price Book | 7.5 IDPAC: PROCES.AUTOMAT.CONTROL
BMXFCW503 | FCN 2 X 20 WIRE 5M CABLE | 3425400 | 3114000 | #REF! | Gunn | In Price Book | 7.5 IDPAC: PROCES.AUTOMAT.CONTROL
BMXFTA150 | 1.5m cord Ana 28-way | 2466200 | 2242000 | #REF! | Gunn | In Price Book | 7.5 IDPAC: PROCES.AUTOMAT.CONTROL
BMXFTA152 | 1.5m cord Ana 20-way | 2180200 | 1982000 | #REF! | Gunn | In Price Book | 7.5 IDPAC: PROCES.AUTOMAT.CONTROL
BMXFTA300 | 3M CORD ANA 28-WAYAY | 3052500 | 2775000 | #REF! | Gunn | In Price Book | 7.5 IDPAC: PROCES.AUTOMAT.CONTROL
BMXFTA302 | 3m cord Ana 20-way | 2710400 | 2464000 | #REF! | Gunn | In Price Book | 7.5 IDPAC: PROCES.AUTOMAT.CONTROL
BMXFTB2000 | CAGE TERMINAL STRIP 20 STD. P | 662200 | 602000 | #REF! | Gunn | In Price Book | 7.5 IDPAC: PROCES.AUTOMAT.CONTROL
BMXFTB2010 | SCREW TERMINAL STRIP 20 CIR. POINTS | 814000 | 740000 | #REF! | Gunn | In Price Book | 7.5 IDPAC: PROCES.AUTOMAT.CONTROL
BMXFTB2020 | SPRING TERMINAL STRIP 20 POINTS | 436700 | 397000 | #REF! | Gunn | In Price Book | 7.5 IDPAC: PROCES.AUTOMAT.CONTROL
BMXFTB2800 | CAGE TERMINAL STRIP 28 STD. P | 649000 | 590000 | #REF! | Gunn | In Price Book | 7.5 IDPAC: PROCES.AUTOMAT.CONTROL
BMXFTB2820 | SPRING TERMINAL STRIP 28 POINTS | 651200 | 592000 | #REF! | Gunn | In Price Book | 7.5 IDPAC: PROCES.AUTOMAT.CONTROL
BMXFTW1001 | FTB 20 WIRE 10M CABLE | 3397900 | 3089000 | #REF! | Gunn | In Price Book | 7.5 IDPAC: PROCES.AUTOMAT.CONTROL
BMXFTW301 | FTB 20 WIRE 3M CABLE | 1518000 | 1380000 | #REF! | Gunn | In Price Book | 7.5 IDPAC: PROCES.AUTOMAT.CONTROL
BMXFTW301S | FTB 20 WIRE 3M SHIELDED CABLE | 2231900 | 2029000 | #REF! | Gunn | In Price Book | 7.5 IDPAC: PROCES.AUTOMAT.CONTROL
BMXFTW308S | 28-wire preformed shielded FTB cable 3m | 2777500 | 2525000 | #REF! | Gunn | In Price Book | 7.5 IDPAC: PROCES.AUTOMAT.CONTROL
BMXFTW501 | FTB 20 WIRE 5M CABLE | 2143900 | 1949000 | #REF! | Gunn | In Price Book | 7.5 IDPAC: PROCES.AUTOMAT.CONTROL
BMXMSP0200 | PTO MODULE 2 CH | 13415600 | 12196000 | #REF! | Gunn | In Price Book | 7.5 IDPAC: PROCES.AUTOMAT.CONTROL
BMXNOC0401 | EtherNet/IP & Modbus TCP M340 Module | 33129800 | 30118000 | #REF! | Gunn | In Price Book | 7.5 IDPAC: PROCES.AUTOMAT.CONTROL
BMXNOE0100 | ETHERNET 10/100 RJ45 | 26503400 | 24094000 | #REF! | Gunn | In Price Book | 7.5 IDPAC: PROCES.AUTOMAT.CONTROL
BMXNOE0100H | H ETHERNET 10/100 RJ45 | 29359000 | 26690000 | #REF! | Gunn | In Price Book | 7.5 IDPAC: PROCES.AUTOMAT.CONTROL
BMXNOE0110 | M340 FACTORYCAST MODULE | 26730000 | 24300000 | #REF! | Gunn | In Price Book | 7.5 IDPAC: PROCES.AUTOMAT.CONTROL
BMXNOE0110H | H M340 FACTORYCAST MODULE | 29981600 | 27256000 | #REF! | Gunn | In Price Book | 7.5 IDPAC: PROCES.AUTOMAT.CONTROL
BMXNOM0200 | BUS MODULE 2 RS485/232 PORTS | 16850900 | 15319000 | #REF! | Gunn | In Price Book | 7.5 IDPAC: PROCES.AUTOMAT.CONTROL
BMXNOM0200H | H Bus Module 2 RS485/232 ports | 18737400 | 17034000 | #REF! | Gunn | In Price Book | 7.5 IDPAC: PROCES.AUTOMAT.CONTROL
BMXNOR0200H | HARSH RTU, 1 ETH/1 SERIAL PORTS | 24776400 | 22524000 | #REF! | Gunn | In Price Book | 7.5 IDPAC: PROCES.AUTOMAT.CONTROL
BMXNRP0201 | Fiber Converter SM/LC 2CH 100Mb | 23963500 | 21785000 | #REF! | Gunn | In Price Book | 7.5 IDPAC: PROCES.AUTOMAT.CONTROL
BMXP341000 | CPU340-10 MODBUS | 15732200 | 14302000 | #REF! | Gunn | In Price Book | 7.5 IDPAC: PROCES.AUTOMAT.CONTROL
BMXP341000H | H CPU340-10 MODBUS | 17860700 | 16237000 | #REF! | Gunn | In Price Book | 7.5 IDPAC: PROCES.AUTOMAT.CONTROL
BMXP3420102 | CPU340-20 Modbus CANopen2 | 22104500 | 20095000 | #REF! | Gunn | In Price Book | 7.5 IDPAC: PROCES.AUTOMAT.CONTROL
BMXP342020 | CPU340-20 MODBUS ETHERNET | 27791500 | 25265000 | #REF! | Gunn | In Price Book | 7.5 IDPAC: PROCES.AUTOMAT.CONTROL
BMXP342020H | H CPU340-20 MODBUS ETHERNET | 27964200 | 25422000 | #REF! | Gunn | In Price Book | 7.5 IDPAC: PROCES.AUTOMAT.CONTROL
BMXP3420302 | CPU340-20 Ethernet CANopen2 | 25821400 | 23474000 | #REF! | Gunn | In Price Book | 7.5 IDPAC: PROCES.AUTOMAT.CONTROL
BMXP3420302H | CPU340-20 ETHERNET CANOPEN2 | 28820000 | 26200000 | #REF! | Gunn | In Price Book | 7.5 IDPAC: PROCES.AUTOMAT.CONTROL
BMXPRA0100 | PERIPHERAL REMOTE IO ADAPTOR | 19707600 | 17916000 | #REF! | Gunn | In Price Book | 7.5 IDPAC: PROCES.AUTOMAT.CONTROL
BMXRMS008MP | MEM CARD 8 MB | 2875400 | 2614000 | #REF! | Gunn | In Price Book | 7.5 IDPAC: PROCES.AUTOMAT.CONTROL
BMXRMS128MPF | MEM CARD 8MB & FILES 128MB | 5151300 | 4683000 | #REF! | Gunn | In Price Book | 7.5 IDPAC: PROCES.AUTOMAT.CONTROL
BMXRWSB000M | MEM CARD NOE WEB B | 3437500 | 3125000 | #REF! | Gunn | In Price Book | 7.5 IDPAC: PROCES.AUTOMAT.CONTROL
BMXRWSC016M | MEM CARD NOE WEB C 16MB | 11649000 | 10590000 | #REF! | Gunn | In Price Book | 7.5 IDPAC: PROCES.AUTOMAT.CONTROL
BMXRWSFC032M | MEM CARD FACTORYCAST 32MB | 4605700 | 4187000 | #REF! | Gunn | In Price Book | 7.5 IDPAC: PROCES.AUTOMAT.CONTROL
BMXXBC008K | BACKPLANE EXTENSION CABLE 0.8M | 1336500 | 1215000 | #REF! | Gunn | In Price Book | 7.5 IDPAC: PROCES.AUTOMAT.CONTROL
BMXXBC015K | BACKPLANE EXTENSION CABLE 1.5M | 1745700 | 1587000 | #REF! | Gunn | In Price Book | 7.5 IDPAC: PROCES.AUTOMAT.CONTROL
BMXXBC030K | BACKPLANE EXTENSION CABLE 3M | 2356200 | 2142000 | #REF! | Gunn | In Price Book | 7.5 IDPAC: PROCES.AUTOMAT.CONTROL
BMXXBC050K | BACKPLANE EXTENSION CABLE 5M | 3653100 | 3321000 | #REF! | Gunn | In Price Book | 7.5 IDPAC: PROCES.AUTOMAT.CONTROL
BMXXBC120K | BACKPLANE EXTENSION CABLE 12M | 6815600 | 6196000 | #REF! | Gunn | In Price Book | 7.5 IDPAC: PROCES.AUTOMAT.CONTROL
BMXXBE1000 | STANDARD BACKPLANE EXTENDER | 7678000 | 6980000 | #REF! | Gunn | In Price Book | 7.5 IDPAC: PROCES.AUTOMAT.CONTROL
BMXXBE1000H | H STANDARD BACKPLANE EXTENDER | 9869200 | 8972000 | #REF! | Gunn | In Price Book | 7.5 IDPAC: PROCES.AUTOMAT.CONTROL
BMXXBE2005 | BACKPLANE EXTENDER KIT | 15228400 | 13844000 | #REF! | Gunn | In Price Book | 7.5 IDPAC: PROCES.AUTOMAT.CONTROL
BMXXBP0400 | 4 SLOTS BACKPLANE | 4952200 | 4502000 | #REF! | Gunn | In Price Book | 7.5 IDPAC: PROCES.AUTOMAT.CONTROL
BMXXBP0400H | H 4 SLOTS BACKPLANE | 5483500 | 4985000 | #REF! | Gunn | In Price Book | 7.5 IDPAC: PROCES.AUTOMAT.CONTROL
BMXXBP0600 | 6 SLOTS BACKPLANE | 6570300 | 5973000 | #REF! | Gunn | In Price Book | 7.5 IDPAC: PROCES.AUTOMAT.CONTROL
BMXXBP0600H | H 6 SLOTS BACKPLANE | 7179700 | 6527000 | #REF! | Gunn | In Price Book | 7.5 IDPAC: PROCES.AUTOMAT.CONTROL
BMXXBP0800 | 8 SLOTS BACKPLANE | 7471200 | 6792000 | #REF! | Gunn | In Price Book | 7.5 IDPAC: PROCES.AUTOMAT.CONTROL
BMXXBP0800H | H 8 SLOTS BACKPLANE | 8417200 | 7652000 | #REF! | Gunn | In Price Book | 7.5 IDPAC: PROCES.AUTOMAT.CONTROL
BMXXBP1200 | 12 SLOTS BACKPLANE | 9947300 | 9043000 | #REF! | Gunn | In Price Book | 7.5 IDPAC: PROCES.AUTOMAT.CONTROL
BMXXCAUSBH018 | USB GROUNDED CABLE 1M8 | 1248500 | 1135000 | #REF! | Gunn | In Price Book | 7.5 IDPAC: PROCES.AUTOMAT.CONTROL
BMXXDPPAK2030 | M340 DISCOVERY KIT | 62332600 | 56666000 | #REF! | Gunn | In Price Book | 7.5 IDPAC: PROCES.AUTOMAT.CONTROL
BMXXEM010 | 5 PROTECTIVE COVERS | 1105500 | 1005000 | #REF! | Gunn | In Price Book | 7.5 IDPAC: PROCES.AUTOMAT.CONTROL
BMXXSP0400 | 4 SLOTS SHIELD KIT | 5981800 | 5438000 | #REF! | Gunn | In Price Book | 7.5 IDPAC: PROCES.AUTOMAT.CONTROL
BMXXSP0600 | 6 SLOTS SHIELD KIT | 4275700 | 3887000 | #REF! | Gunn | In Price Book | 7.5 IDPAC: PROCES.AUTOMAT.CONTROL
BMXXSP0800 | 8 SLOTS SHIELD KIT | 4469300 | 4063000 | #REF! | Gunn | In Price Book | 7.5 IDPAC: PROCES.AUTOMAT.CONTROL
BMXXTSHSC20 | HSC CONNECTOR KIT | 1454200 | 1322000 | #REF! | Gunn | In Price Book | 7.5 IDPAC: PROCES.AUTOMAT.CONTROL
MA0185100 | COAXIAL CABLE TAP | 8713100 | 7921000 | #REF! | Gunn | In Price Book | 7.5 IDPAC: PROCES.AUTOMAT.CONTROL
MA0186100 | COAXIAL CABLE SPLITTER | 4380200 | 3982000 | #REF! | Gunn | In Price Book | 7.5 IDPAC: PROCES.AUTOMAT.CONTROL
RPXKIT6F | KIT DERIVATION COAX.RG6 ( | 12344200 | 11222000 | #REF! | Gunn | In Price Book | 7.5 IDPAC: PROCES.AUTOMAT.CONTROL
RPXKITCRP | KIT DE MISE A LA TERRE CA | 3483700 | 3167000 | #REF! | Gunn | In Price Book | 7.5 IDPAC: PROCES.AUTOMAT.CONTROL
STBACI0320K | ANALOG C IN 4CH,4-20MA KIT CONNS,BASE | 11214500 | 10195000 | #REF! | Gunn | In Price Book | 7.5 IDPAC: PROCES.AUTOMAT.CONTROL
STBACI1230K | ANALOG C IN 2CH 0-20MA KIT CONNS,BASE | 7214900 | 6559000 | #REF! | Gunn | In Price Book | 7.5 IDPAC: PROCES.AUTOMAT.CONTROL
STBACI1400K | ANALOG C IN 8CH KIT CONNS,BASE | 13505800 | 12278000 | #REF! | Gunn | In Price Book | 7.5 IDPAC: PROCES.AUTOMAT.CONTROL
STBACI8320K | ANALOG C IN 4CH HART KIT CONNS,BASE | 12392600 | 11266000 | #REF! | Gunn | In Price Book | 7.5 IDPAC: PROCES.AUTOMAT.CONTROL
STBACO0220K | ANALOG C OUT 2CH 16 BIT KIT CONNS, BASE | 8520600 | 7746000 | #REF! | Gunn | In Price Book | 7.5 IDPAC: PROCES.AUTOMAT.CONTROL
STBACO1210K | ANALOG C OUT 2CH 0-20MA KIT CONNS,BASE | 6988300 | 6353000 | #REF! | Gunn | In Price Book | 7.5 IDPAC: PROCES.AUTOMAT.CONTROL
STBACO8220K | Analog C Out 2ch HART kit conns,base | 14823600 | 13476000 | #REF! | Gunn | In Price Book | 7.5 IDPAC: PROCES.AUTOMAT.CONTROL
STBAHI8321KC | HART INTERFACE MODULE, 4 CHANNEL | 18012500 | 16375000 | #REF! | Gunn | In Price Book | 7.5 IDPAC: PROCES.AUTOMAT.CONTROL
STBART0200K | ANALOG IN 2CH RTD/TC/MV KIT CONNS,BASE | 9733900 | 8849000 | #REF! | Gunn | In Price Book | 7.5 IDPAC: PROCES.AUTOMAT.CONTROL
STBAVI0300K | ANALOG V IN 4CH KIT CONNS,BASE | 10931800 | 9938000 | #REF! | Gunn | In Price Book | 7.5 IDPAC: PROCES.AUTOMAT.CONTROL
STBAVI1255K | ANALOG 0-10V IN 2CH BASE KIT CONNS,BASE | 6619800 | 6018000 | #REF! | Gunn | In Price Book | 7.5 IDPAC: PROCES.AUTOMAT.CONTROL
STBAVI1270K | ANALOG -/+10V IN 2CH KIT | 6935500 | 6305000 | #REF! | Gunn | In Price Book | 7.5 IDPAC: PROCES.AUTOMAT.CONTROL
STBAVI1400K | ANALOG V IN 8CH KIT CONNS,BASE | 11166100 | 10151000 | #REF! | Gunn | In Price Book | 7.5 IDPAC: PROCES.AUTOMAT.CONTROL
STBAVO0200K | ANALOG V OUT 2CH KIT CONNS,BASE | 12622500 | 11475000 | #REF! | Gunn | In Price Book | 7.5 IDPAC: PROCES.AUTOMAT.CONTROL
STBAVO1250K | ANALOG-/+10V OUT 2CH KIT CONNS,BASE | 6889300 | 6263000 | #REF! | Gunn | In Price Book | 7.5 IDPAC: PROCES.AUTOMAT.CONTROL
STBAVO1255K | ANALOG 0-10V OUT 2CHBASIC KIT CONNS,BASE | 5778300 | 5253000 | #REF! | Gunn | In Price Book | 7.5 IDPAC: PROCES.AUTOMAT.CONTROL
STBAVO1265K | ANALOG-/+10V OUT 2CHBASIC KIT CONNS,BASE | 7230300 | 6573000 | #REF! | Gunn | In Price Book | 7.5 IDPAC: PROCES.AUTOMAT.CONTROL
STBCPS2111K | AUX POWER SUPPLY KIT CONN,BASE | 6197400 | 5634000 | #REF! | Gunn | In Price Book | 7.5 IDPAC: PROCES.AUTOMAT.CONTROL
STBDAI5230K | 115VAC IN 2PT KIT CONNS, | 7761600 | 7056000 | #REF! | Gunn | In Price Book | 7.5 IDPAC: PROCES.AUTOMAT.CONTROL
STBDAI5260K | 115VAC IN 2PT ISOLATED KIT CONNS,BASE | 3875300 | 3523000 | #REF! | Gunn | In Price Book | 7.5 IDPAC: PROCES.AUTOMAT.CONTROL
STBDAI7220K | 230VAC IN 2PT KIT CONNS | 8514000 | 7740000 | #REF! | Gunn | In Price Book | 7.5 IDPAC: PROCES.AUTOMAT.CONTROL
STBDAO5260K | 115VAC OUT 2PT ISOLATED KIT CONNS,BASE | 4406600 | 4006000 | #REF! | Gunn | In Price Book | 7.5 IDPAC: PROCES.AUTOMAT.CONTROL
STBDAO8210K | 115/230VAC OUT 2PT KIT | 4016100 | 3651000 | #REF! | Gunn | In Price Book | 7.5 IDPAC: PROCES.AUTOMAT.CONTROL
STBDDI3230K | 24VDC IN 2PT KIT CONNS, | 4648600 | 4226000 | #REF! | Gunn | In Price Book | 7.5 IDPAC: PROCES.AUTOMAT.CONTROL
STBDDI3425K | 24VDC IN 4PT BASIC KIT CONNS,BASE | 3017300 | 2743000 | #REF! | Gunn | In Price Book | 7.5 IDPAC: PROCES.AUTOMAT.CONTROL
STBDDI3610K | 24VDC IN 6PT KIT CONNS,BASE | 2631200 | 2392000 | #REF! | Gunn | In Price Book | 7.5 IDPAC: PROCES.AUTOMAT.CONTROL
STBDDI3615K | 24VDC IN 6PT BASIC KIT CONNS,BASE | 3186700 | 2897000 | #REF! | Gunn | In Price Book | 7.5 IDPAC: PROCES.AUTOMAT.CONTROL
STBDDI3725 | 24VDC IN 16PT SINK BASIC 2 WIRE | 4284500 | 3895000 | #REF! | Gunn | In Price Book | 7.5 IDPAC: PROCES.AUTOMAT.CONTROL
STBDDI3725KC | 24VDC IN 16PT BASIC KIT CLAMP,BASE | 6020300 | 5473000 | #REF! | Gunn | In Price Book | 7.5 IDPAC: PROCES.AUTOMAT.CONTROL
STBDDI3725KS | 24VDC IN 16PT BASIC KIT SCREW,BASE | 5360300 | 4873000 | #REF! | Gunn | In Price Book | 7.5 IDPAC: PROCES.AUTOMAT.CONTROL
STBDDO3200K | 24VDC OUT 2PT 0.5A KIT | 6260100 | 5691000 | #REF! | Gunn | In Price Book | 7.5 IDPAC: PROCES.AUTOMAT.CONTROL
STBDDO3230K | 24VDC OUT 2PT 2.0A KIT | 3495800 | 3178000 | #REF! | Gunn | In Price Book | 7.5 IDPAC: PROCES.AUTOMAT.CONTROL
STBDDO3415K | 24VDC OUT 4PT BASIC KIT | 3155900 | 2869000 | #REF! | Gunn | In Price Book | 7.5 IDPAC: PROCES.AUTOMAT.CONTROL
STBDDO3600K | 24VDC OUT 6PT KIT CONNS,BASE | 3780700 | 3437000 | #REF! | Gunn | In Price Book | 7.5 IDPAC: PROCES.AUTOMAT.CONTROL
STBDDO3605K | 24VDC OUT 6PT BASIC KIT CONNS,BASE | 3502400 | 3184000 | #REF! | Gunn | In Price Book | 7.5 IDPAC: PROCES.AUTOMAT.CONTROL
STBDDO3705 | 24VDC OUT 16PT SOURCE BASIC 0.5A | 4893900 | 4449000 | #REF! | Gunn | In Price Book | 7.5 IDPAC: PROCES.AUTOMAT.CONTROL
STBDDO3705KC | 24VDC OUT 16PT BASIC KIT CLAMP,BASE | 6278800 | 5708000 | #REF! | Gunn | In Price Book | 7.5 IDPAC: PROCES.AUTOMAT.CONTROL
STBDDO3705KS | 24VDC OUT 16PT BASIC KIT SCREW,BASE | 6017000 | 5470000 | #REF! | Gunn | In Price Book | 7.5 IDPAC: PROCES.AUTOMAT.CONTROL
STBDRC3210K | RELAY OUT 2PT 2A 24V KIT CONNS,BASE | 3884100 | 3531000 | #REF! | Gunn | In Price Book | 7.5 IDPAC: PROCES.AUTOMAT.CONTROL
STBEHC3020KC | HIGH SPEED CNTR 1CH 40KHZ KIT CLAMP,BASE | 8775800 | 7978000 | #REF! | Gunn | In Price Book | 7.5 IDPAC: PROCES.AUTOMAT.CONTROL
STBEPI2145K | TESYS TYPE U 12IN/8OUT KIT WITH BASE | 8701000 | 7910000 | #REF! | Gunn | In Price Book | 7.5 IDPAC: PROCES.AUTOMAT.CONTROL
STBNFP2212 | FIP IO NIM STANDARD | 14424300 | 13113000 | #REF! | Gunn | In Price Book | 7.5 IDPAC: PROCES.AUTOMAT.CONTROL
STBNIC2212 | ETHERNET/IP NIM STANDARD | 19410600 | 17646000 | #REF! | Gunn | In Price Book | 7.5 IDPAC: PROCES.AUTOMAT.CONTROL
STBNIP2212 | ETHERNET MB TCP/IP NIM STD | 12339800 | 11218000 | #REF! | Gunn | In Price Book | 7.5 IDPAC: PROCES.AUTOMAT.CONTROL
STBNIP2311 | Dual-port Ethernet MB/TCP NIM Standard | 20319200 | 18472000 | #REF! | Gunn | In Price Book | 7.5 IDPAC: PROCES.AUTOMAT.CONTROL
STBNMP2212 | MODBUS PLUS NIM STANDARD | 14022800 | 12748000 | #REF! | Gunn | In Price Book | 7.5 IDPAC: PROCES.AUTOMAT.CONTROL
STBPDT2100K | 115/230VAC PDM STANDARD KIT CONNS,BASE | 4913700 | 4467000 | #REF! | Gunn | In Price Book | 7.5 IDPAC: PROCES.AUTOMAT.CONTROL
STBPDT3100K | 24VDC PDM STANDARD KIT CONNS,BASE | 3438600 | 3126000 | #REF! | Gunn | In Price Book | 7.5 IDPAC: PROCES.AUTOMAT.CONTROL
STBXBA1000 | I/O BASE SIZE1 | 960300 | 873000 | #REF! | Gunn | In Price Book | 7.5 IDPAC: PROCES.AUTOMAT.CONTROL
STBXBA2200 | PDM BASE | 1430000 | 1300000 | #REF! | Gunn | In Price Book | 7.5 IDPAC: PROCES.AUTOMAT.CONTROL
STBXBE1100K | EOS MODULE PREF DEVICES KIT CONNS,BASE | 3558500 | 3235000 | #REF! | Gunn | In Price Book | 7.5 IDPAC: PROCES.AUTOMAT.CONTROL
STBXBE1300K | BOS MODULE PREF DEVICES KIT CONNS,BASE | 6123700 | 5567000 | #REF! | Gunn | In Price Book | 7.5 IDPAC: PROCES.AUTOMAT.CONTROL
STBXBE2100K | CANOPEN EXTENSION MODULE KIT CONNS,BASE | 6752900 | 6139000 | #REF! | Gunn | In Price Book | 7.5 IDPAC: PROCES.AUTOMAT.CONTROL
STBXCA1003 | 4.5M BUS EXTENSION CABLE | 1299100 | 1181000 | #REF! | Gunn | In Price Book | 7.5 IDPAC: PROCES.AUTOMAT.CONTROL
STBXCA1006 | 14M BUS EXTENSION CABLE | 1502600 | 1366000 | #REF! | Gunn | In Price Book | 7.5 IDPAC: PROCES.AUTOMAT.CONTROL
STBXCA4002 | RS232 CONFIG CABLE | 687500 | 625000 | #REF! | Gunn | In Price Book | 7.5 IDPAC: PROCES.AUTOMAT.CONTROL
STBXMP1100 | TERMINATION PLATE - SPARE | 1060400 | 964000 | #REF! | Gunn | In Price Book | 7.5 IDPAC: PROCES.AUTOMAT.CONTROL
STBXMP7700 | QTY60 MODULE KEYPIN WHEEL KIT | 251900 | 229000 | #REF! | Gunn | In Price Book | 7.5 IDPAC: PROCES.AUTOMAT.CONTROL
STBXMP7800 | QTY96 I/O CONN KEY WHEEL KIT | 369600 | 336000 | #REF! | Gunn | In Price Book | 7.5 IDPAC: PROCES.AUTOMAT.CONTROL
STBXMP7810 | QTY24 PDM BEZEL KEY WHEEL KIT | 79200 | 72000 | #REF! | Gunn | In Price Book | 7.5 IDPAC: PROCES.AUTOMAT.CONTROL
STBXSP3020 | QTY10 SHD KIT SIZE 2 WIRE CLAMP | 3337400 | 3034000 | #REF! | Gunn | In Price Book | 7.5 IDPAC: PROCES.AUTOMAT.CONTROL
STBXTS2100 | QTY20 6PT I/O SPRING CONN KIT | 1625800 | 1478000 | #REF! | Gunn | In Price Book | 7.5 IDPAC: PROCES.AUTOMAT.CONTROL
STBXTS2120 | QTY10 2PT NIM SPRING CONN KIT | 497200 | 452000 | #REF! | Gunn | In Price Book | 7.5 IDPAC: PROCES.AUTOMAT.CONTROL
STBXTS2130 | QTY10 2PT PDM SPRING CONN KIT | 533500 | 485000 | #REF! | Gunn | In Price Book | 7.5 IDPAC: PROCES.AUTOMAT.CONTROL
STBXTS2180 | 18 PT I/O SPRING CONN KIT QTY 2 | 749100 | 681000 | #REF! | Gunn | In Price Book | 7.5 IDPAC: PROCES.AUTOMAT.CONTROL
STBXTS6510 | TELEFAST2 INPUT CONN | 3104200 | 2822000 | #REF! | Gunn | In Price Book | 7.5 IDPAC: PROCES.AUTOMAT.CONTROL
STBXTS6610 | TELEFAST2 OUTPUT CONN | 3174600 | 2886000 | #REF! | Gunn | In Price Book | 7.5 IDPAC: PROCES.AUTOMAT.CONTROL
TCSESB083F23F0 | ConneXium Basic Switch 8TX | 37688200 | 34262000 | #REF! | Gunn | In Price Book | 7.5 IDPAC: PROCES.AUTOMAT.CONTROL
TCSESB083F2CU0 | ConneXium Basic Switch 6TX / 2FX-MM | 58627800 | 53298000 | #REF! | Gunn | In Price Book | 7.5 IDPAC: PROCES.AUTOMAT.CONTROL
TCSESM043F1CS0 | CONNEXIUM MANAGED SWITCH 3TX/1FX-SM | 63066300 | 57333000 | #REF! | Gunn | In Price Book | 7.5 IDPAC: PROCES.AUTOMAT.CONTROL
TCSESM043F1CU0 | CONNEXIUM MANAGED SWITCH 3TX/1FX-MM | 54924100 | 49931000 | #REF! | Gunn | In Price Book | 7.5 IDPAC: PROCES.AUTOMAT.CONTROL
TCSESM043F23F0 | CONNEXIUM MANAGED SWITCH 4TX | 39574700 | 35977000 | #REF! | Gunn | In Price Book | 7.5 IDPAC: PROCES.AUTOMAT.CONTROL
TCSESM043F2CS0 | CONNEXIUM MANAGED SWITCH 2TX/2FX-SM | 80853300 | 73503000 | #REF! | Gunn | In Price Book | 7.5 IDPAC: PROCES.AUTOMAT.CONTROL
TCSESM043F2CU0 | CONNEXIUM MANAGED SWITCH 2TX/2FX-MM | 61922300 | 56293000 | #REF! | Gunn | In Price Book | 7.5 IDPAC: PROCES.AUTOMAT.CONTROL
TCSESM063F2CS1 | CONNEXIUM EXTENDED SWITCH 6TX / 2FX-SM | 138935500 | 126305000 | #REF! | Gunn | In Price Book | 7.5 IDPAC: PROCES.AUTOMAT.CONTROL
TCSESM083F1CS0 | CONNEXIUM MANAGED SWITCH 7TX/1FX-SM | 97885700 | 88987000 | #REF! | Gunn | In Price Book | 7.5 IDPAC: PROCES.AUTOMAT.CONTROL
TCSESM083F1CU0 | CONNEXIUM MANAGED SWITCH 7TX/1FX-MM | 86182800 | 78348000 | #REF! | Gunn | In Price Book | 7.5 IDPAC: PROCES.AUTOMAT.CONTROL
TCSESM083F23F1C | CONNEXIUM EXTENDED SWITCH 8TX -COATED | 119236700 | 108397000 | #REF! | Gunn | In Price Book | 7.5 IDPAC: PROCES.AUTOMAT.CONTROL
TCSESM083F2CS0 | CONNEXIUM MANAGED SWITCH 6TX/2FX-SM | 117674700 | 106977000 | #REF! | Gunn | In Price Book | 7.5 IDPAC: PROCES.AUTOMAT.CONTROL
TCSESM083F2CU0 | CONNEXIUM MANAGED SWITCH 6TX/2FX-MM | 93630900 | 85119000 | #REF! | Gunn | In Price Book | 7.5 IDPAC: PROCES.AUTOMAT.CONTROL
TCSESM103F2LG0 | CONNEXIUM MANAGED SWITCH 8TX/2SFP-GBIT | 102114100 | 92831000 | #REF! | Gunn | In Price Book | 7.5 IDPAC: PROCES.AUTOMAT.CONTROL
TCSESM163F23F0 | CONNEXIUM MANAGED SWITCH 16TX | 64787800 | 58898000 | #REF! | Gunn | In Price Book | 7.5 IDPAC: PROCES.AUTOMAT.CONTROL
TCSESM163F2CS0 | ConneXium Managed Switch 14TX / 2FX-SM | 170661700 | 155147000 | #REF! | Gunn | In Price Book | 7.5 IDPAC: PROCES.AUTOMAT.CONTROL
TCSESM163F2CU0 | CONNEXIUM MANAGED SWITCH 14TX/2FX-MM | 151085000 | 137350000 | #REF! | Gunn | In Price Book | 7.5 IDPAC: PROCES.AUTOMAT.CONTROL
TCSESU033FN0 | CONNEXIUM UNMANAGED SWITCH 3TX | 8220300 | 7473000 | #REF! | Gunn | In Price Book | 7.5 IDPAC: PROCES.AUTOMAT.CONTROL
TCSESU043F1N0 | CONNEXIUM UNMANAGED SWITCH 4TX/1FX-MM | 10557800 | 9598000 | #REF! | Gunn | In Price Book | 7.5 IDPAC: PROCES.AUTOMAT.CONTROL
TCSESU083FN0 | CONNEXIUM SWITCH 8TX | 12537800 | 11398000 | #REF! | Gunn | In Price Book | 7.5 IDPAC: PROCES.AUTOMAT.CONTROL
TCSMCN3M4F3C2 | RJ45 DB9 FEMALE RS232 CROSSED | 847000 | 770000 | #REF! | Gunn | In Price Book | 7.5 IDPAC: PROCES.AUTOMAT.CONTROL
TCSMCN3M4M3S2 | RJ45 DB9 MALE RS232 STRAIGHT | 847000 | 770000 | #REF! | Gunn | In Price Book | 7.5 IDPAC: PROCES.AUTOMAT.CONTROL
TSXBATM02 | BATTERY FOR RAM MEM. CARD | 608300 | 553000 | #REF! | Gunn | In Price Book | 7.5 IDPAC: PROCES.AUTOMAT.CONTROL
TSXBATM03 | MAINT BATT FOR RAM CARD | 492800 | 448000 | #REF! | Gunn | In Price Book | 7.5 IDPAC: PROCES.AUTOMAT.CONTROL
TSXCANCA50 | CANOPEN STANDARD CABLE LSZH 50M | 9816400 | 8924000 | #REF! | Gunn | In Price Book | 7.5 IDPAC: PROCES.AUTOMAT.CONTROL
TSXCAP030 | TELEFAST/ANA CABLE | 1665400 | 1514000 | #REF! | Gunn | In Price Book | 7.5 IDPAC: PROCES.AUTOMAT.CONTROL
TSXCBY010K | BUS X EXT. CABLE 1M | 1156100 | 1051000 | #REF! | Gunn | In Price Book | 7.5 IDPAC: PROCES.AUTOMAT.CONTROL
TSXCBY030K | BUS X EXT. CABLE 3M | 2340800 | 2128000 | #REF! | Gunn | In Price Book | 7.5 IDPAC: PROCES.AUTOMAT.CONTROL
TSXCBY050K | BUS X EXT. CABLE 5M | 3105300 | 2823000 | #REF! | Gunn | In Price Book | 7.5 IDPAC: PROCES.AUTOMAT.CONTROL
TSXCDP103 | CABLE CONN. 1M | 1035100 | 941000 | #REF! | Gunn | In Price Book | 7.5 IDPAC: PROCES.AUTOMAT.CONTROL
TSXCDP203 | CABLE CONN. 2M | 1155000 | 1050000 | #REF! | Gunn | In Price Book | 7.5 IDPAC: PROCES.AUTOMAT.CONTROL
TSXCDP301 | CABLE TERM. BY WIRE 3M | 1167100 | 1061000 | #REF! | Gunn | In Price Book | 7.5 IDPAC: PROCES.AUTOMAT.CONTROL
TSXCRJMD25 | RJ45 - MINI DIN CABLE | 1293600 | 1176000 | #REF! | Gunn | In Price Book | 7.5 IDPAC: PROCES.AUTOMAT.CONTROL
TSXCUSB232 | USB - RS232 CONVERTER | 4068900 | 3699000 | #REF! | Gunn | In Price Book | 7.5 IDPAC: PROCES.AUTOMAT.CONTROL
TSXCUSB485 | USB - RS485 CONVERTER | 4687100 | 4261000 | #REF! | Gunn | In Price Book | 7.5 IDPAC: PROCES.AUTOMAT.CONTROL
TSXFANA5P | PLC FAN MODULE 220VAC | 4479200 | 4072000 | #REF! | Gunn | In Price Book | 7.5 IDPAC: PROCES.AUTOMAT.CONTROL
TSXMFPP004M | FLASH MEM 4MB PROG | 8747200 | 7952000 | #REF! | Gunn | In Price Book | 7.5 IDPAC: PROCES.AUTOMAT.CONTROL
TSXMRPC007M | SRAM MEM 7MB CONF | 24016300 | 21833000 | #REF! | Gunn | In Price Book | 7.5 IDPAC: PROCES.AUTOMAT.CONTROL
TSXPCX1031 | MULTI-FUNCTION COMMUNICATION CABLE | 1920600 | 1746000 | #REF! | Gunn | In Price Book | 7.5 IDPAC: PROCES.AUTOMAT.CONTROL
TSXTLYEX | 2 BUS X TERMINATOR | 1908500 | 1735000 | #REF! | Gunn | In Price Book | 7.5 IDPAC: PROCES.AUTOMAT.CONTROL
UNYSPUEFGV1X | UNITY PRO XL GROUP LIC | 104223900 | 94749000 | #REF! | Gunn | In Price Book | 7.5 IDPAC: PROCES.AUTOMAT.CONTROL
HMIBMUHI29D2801 | Box PC Universal HDD DC Win 8.1 2 slots | 237946500 | 216315000 | #REF! | Michael | In Price Book | 7.2 IDHMI: HUMAN MACHINE INTFC (HARMONY)
HMIDM7421 | Display PC 4:3 15" single t. for HMIBM | 74622900 | 67839000 | #REF! | Michael | In Price Book | 7.2 IDHMI: HUMAN MACHINE INTFC (HARMONY)
HMIDM9521 | Display PC Wide 19'' multi-t. for HMIBM | 112211000 | 102010000 | #REF! | Michael | In Price Book | 7.2 IDHMI: HUMAN MACHINE INTFC (HARMONY)
HMIDT351 | 7W Touch Advanced Display WVGA | 26530900 | 24119000 | #REF! | Michael | In Price Book | 7.2 IDHMI: HUMAN MACHINE INTFC (HARMONY)
HMIDT542 | 10.4 Touch Smart Display SVGA | 51284200 | 46622000 | #REF! | Michael | In Price Book | 7.2 IDHMI: HUMAN MACHINE INTFC (HARMONY)
HMIDT732 | 15 Touch Smart Display XGA | 73581200 | 66892000 | #REF! | Michael | In Price Book | 7.2 IDHMI: HUMAN MACHINE INTFC (HARMONY)
HMIDT952 | 19W Touch Smart Display FWXGA | 86755900 | 78869000 | #REF! | Michael | In Price Book | 7.2 IDHMI: HUMAN MACHINE INTFC (HARMONY)
HMIEELCZLSPMZZ | Vijeo XD Exp License | 5855300 | 5323000 | #REF! | Michael | In Price Book | 7.2 IDHMI: HUMAN MACHINE INTFC (HARMONY)
HMIG3U | Premium BOX for Universal Panel | 34978900 | 31799000 | #REF! | Michael | In Price Book | 7.2 IDHMI: HUMAN MACHINE INTFC (HARMONY)
HMIG5U2 | Open BOX for Universal Panel | 70710200 | 64282000 | #REF! | Michael | In Price Book | 7.2 IDHMI: HUMAN MACHINE INTFC (HARMONY)
HMIGK2310 | 5.7 Keypad Panel QVGA-TFT | 66272800 | 60248000 | #REF! | Michael | In Price Book | 7.2 IDHMI: HUMAN MACHINE INTFC (HARMONY)
HMIGTO1300 | 3.5 Color Touch Panel QVGA-TFT no Ethernet | 20020000 | 18200000 | #REF! | Michael | In Price Book | 7.2 IDHMI: HUMAN MACHINE INTFC (HARMONY)
HMIGTO1310 | 3.5 Color Touch Panel QVGA-TFT | 21365300 | 19423000 | #REF! | Michael | In Price Book | 7.2 IDHMI: HUMAN MACHINE INTFC (HARMONY)
HMIGTO2300 | 5.7 Color Touch Panel QVGA-TFT no Ethernet | 24801700 | 22547000 | #REF! | Michael | In Price Book | 7.2 IDHMI: HUMAN MACHINE INTFC (HARMONY)
HMIGTO2310 | 5.7 Color Touch Panel QVGA-TFT | 26766300 | 24333000 | #REF! | Michael | In Price Book | 7.2 IDHMI: HUMAN MACHINE INTFC (HARMONY)
HMIGTO2315 | 5.7 Color Touch Panel QVGA Stainless | 32827300 | 29843000 | #REF! | Michael | In Price Book | 7.2 IDHMI: HUMAN MACHINE INTFC (HARMONY)
HMIGTO3510 | 7.0 Color Touch Panel WVGA-TFT | 33229900 | 30209000 | #REF! | Michael | In Price Book | 7.2 IDHMI: HUMAN MACHINE INTFC (HARMONY)
HMIGTO4310 | 7.5 Color Touch Panel VGA-TFT | 38473600 | 34976000 | #REF! | Michael | In Price Book | 7.2 IDHMI: HUMAN MACHINE INTFC (HARMONY)
HMIGTO5310 | 10.4 Color Touch Panel VGA-TFT | 41855000 | 38050000 | #REF! | Michael | In Price Book | 7.2 IDHMI: HUMAN MACHINE INTFC (HARMONY)
HMIGTO5315 | 10.4 Color Touch Panel VGA Stainless | 59338400 | 53944000 | #REF! | Michael | In Price Book | 7.2 IDHMI: HUMAN MACHINE INTFC (HARMONY)
HMIGTO5315 | 10.4 Color Touch Panel VGA Stainless | 59338400 | 53944000 | #REF! | Michael | In Price Book | 7.2 IDHMI: HUMAN MACHINE INTFC (HARMONY)
HMIGTO6310 | 12.1 Color Touch Panel SVGA-TFT | 46059200 | 41872000 | #REF! | Michael | In Price Book | 7.2 IDHMI: HUMAN MACHINE INTFC (HARMONY)
HMIGTO6315 | 12.1 Color Touch Panel SVGA Stainless | 65293800 | 59358000 | #REF! | Michael | In Price Book | 7.2 IDHMI: HUMAN MACHINE INTFC (HARMONY)
HMIGTO6315 | 12.1 Color Touch Panel SVGA Stainless | 65293800 | 59358000 | #REF! | Michael | In Price Book | 7.2 IDHMI: HUMAN MACHINE INTFC (HARMONY)
HMIPELCZLSPAZZ | EcoStruxure Operator Terminal Expert Professional, Email | 21587500 | 19625000 | #REF! | Michael | In Price Book | 7.2 IDHMI: HUMAN MACHINE INTFC (HARMONY)
HMIPELCZLSPMZZ | EcoStruxure Operator Terminal Expert Professional, Printed ( Vijeo XD Pro License ) | 22085800 | 20078000 | #REF! | Michael | In Price Book | 7.2 IDHMI: HUMAN MACHINE INTFC (HARMONY)
HMIRTMCZLSPMZZ | Vijeo XD RT License for Magelis iPC | 27045700 | 24587000 | #REF! | Michael | In Price Book | 7.2 IDHMI: HUMAN MACHINE INTFC (HARMONY)
HMIRTMCZLSPMZZ | Vijeo XD RT License for Magelis iPC | 27045700 | 24587000 | #REF! | Michael | In Price Book | 7.2 IDHMI: HUMAN MACHINE INTFC (HARMONY)
HMISTO511 | Touch Panel Screen 3’’4 Monochrome G/O/R Magelis STO with display 3"4 Touch Screen, 3-colors backlight Green/Orange/Red ,resolution 200x80 pixels , 24V DC supply, one serial line RS232/RS485-RJ45 port , two USB ports type mini-B device & type A host . | 10311400 | 9374000 | #REF! | Michael | In Price Book | 7.2 IDHMI: HUMAN MACHINE INTFC (HARMONY)
HMISTO512 | Touch Panel Screen 3”4 Monochrome W/P/R Magelis STO with display 3"4 Touch Screen, 3-colors backlight White/Pink/Red ,resolution 200x80 pixels , 24V DC supply, one serial line RS232/RS485-RJ45 port , two USB ports type mini-B device & type A host | 10311400 | 9374000 | #REF! | Michael | In Price Book | 7.2 IDHMI: HUMAN MACHINE INTFC (HARMONY)
HMISTO705 | 4.3 touch panel screen RS232C | 10947200 | 9952000 | #REF! | Michael | In Price Book | 7.2 IDHMI: HUMAN MACHINE INTFC (HARMONY)
HMISTO715 | 4.3 touch panel screen RS232C/485 | 10947200 | 9952000 | #REF! | Michael | In Price Book | 7.2 IDHMI: HUMAN MACHINE INTFC (HARMONY)
HMISTO735 | 4.3 touch panel screen Ethernet | 11364100 | 10331000 | #REF! | Michael | In Price Book | 7.2 IDHMI: HUMAN MACHINE INTFC (HARMONY)
HMISTU655 | Touch Panel Screen 3’’5 Color Magelis STU with display 3"5 Touch Screen, 65K colors ,resolution QVGA 320x240 pixels , 24V DC supply, one serial line RS232/RS485- RJ45 port , one Ethernet 10/100Baset RJ45 port , two USB ports type mini-B device & type A ho | 15338400 | 13944000 | #REF! | Michael | In Price Book | 7.2 IDHMI: HUMAN MACHINE INTFC (HARMONY)
HMISTU655 | Touch Panel Screen 3’’5 Color Magelis STU with display 3"5 Touch Screen, 65K colors ,resolution QVGA 320x240 pixels , 24V DC supply, one serial line RS232/RS485- RJ45 port , one Ethernet 10/100Baset RJ45 port , two USB ports type mini-B device & type A ho | 15338400 | 13944000 | #REF! | Michael | In Price Book | 7.2 IDHMI: HUMAN MACHINE INTFC (HARMONY)
HMISTU855 | Magelis STU with display 5"7 Touch Screen, 65K colors ,resolution QVGA 320x240 pixels , 24V DC supply, one serial line RS232/RS485- RJ45 port , one Ethernet 10/100Baset RJ45 port , two USB ports type mini-B device & type A host . | 20568900 | 18699000 | #REF! | Michael | In Price Book | 7.2 IDHMI: HUMAN MACHINE INTFC (HARMONY)
HMIZCFA16S | CFAST CARD 16GB MEMORY SYSTEM | 29255600 | 26596000 | #REF! | Michael | In Price Book | 7.2 IDHMI: HUMAN MACHINE INTFC (HARMONY)
HMIZCFA32 | Cfast card memory 32GB | 52657000 | 47870000 | #REF! | Michael | In Price Book | 7.2 IDHMI: HUMAN MACHINE INTFC (HARMONY)
HMIZGFIX3 | Installation fasteners of GXU TP (24pcs) | 2027300 | 1843000 | #REF! | Michael | In Price Book | 7.2 IDHMI: HUMAN MACHINE INTFC (HARMONY)
VJDGNDTGSV62M | Vijeo Designer, Group license | 32346600 | 29406000 | #REF! | Michael | In Price Book | 7.2 IDHMI: HUMAN MACHINE INTFC (HARMONY)
VJDSNDTGSV62M | Vijeo Designer, Single license | 20929700 | 19027000 | #REF! | Michael | In Price Book | 7.2 IDHMI: HUMAN MACHINE INTFC (HARMONY)
VJDTNDTGSV62M | Vijeo Designer, Team license | 90172500 | 81975000 | #REF! | Michael | In Price Book | 7.2 IDHMI: HUMAN MACHINE INTFC (HARMONY)
ABL8BBU24200 | Battery control module, 24V, 20 A | 11478500 | 10435000 | #REF! | Phuong | In Price Book | 3.2 IDMST, IDEUR: CONTROL, POWER SUPPLIES, ACCESSORIES
ABL8BUF24400 | Buffer Module, 24V, 40 A | 11220000 | 10200000 | #REF! | Phuong | In Price Book | 3.2 IDMST, IDEUR: CONTROL, POWER SUPPLIES, ACCESSORIES
ABL8RED24400 | Redundancy Module, 24 V, 40 A | 7298500 | 6635000 | #REF! | Phuong | In Price Book | 3.2 IDMST, IDEUR: CONTROL, POWER SUPPLIES, ACCESSORIES
ABL8RPM24200 | Universal switch-mode power supply, single phase, input 100-120Vac / 200-500Vac, output 24Vdc, 20.0A | 15514400 | 14104000 | #REF! | Phuong | In Price Book | 3.2 IDMST, IDEUR: CONTROL, POWER SUPPLIES, ACCESSORIES
ABL8RPS24030 | Universal switch-mode power supply, single phase, input 100-120Vac / 200-500Vac, output 24Vdc, 3.0A | 5993900 | 5449000 | #REF! | Phuong | In Price Book | 3.2 IDMST, IDEUR: CONTROL, POWER SUPPLIES, ACCESSORIES
ABL8RPS24050 | Universal switch-mode power supply, single phase, input 100-120Vac / 200-500Vac, output 24Vdc, 5.0A | 6934400 | 6304000 | #REF! | Phuong | In Price Book | 3.2 IDMST, IDEUR: CONTROL, POWER SUPPLIES, ACCESSORIES
ABL8RPS24100 | Universal switch-mode power supply, single phase, input 100-120Vac / 200-500Vac, output 24Vdc, 10.0A | 8566800 | 7788000 | #REF! | Phuong | In Price Book | 3.2 IDMST, IDEUR: CONTROL, POWER SUPPLIES, ACCESSORIES
ABL8WPS24200 | Universal switch-mode power supply, 3 phase, input 380-500Vac, output 24Vdc, 20.0A | 13465100 | 12241000 | #REF! | Phuong | In Price Book | 3.2 IDMST, IDEUR: CONTROL, POWER SUPPLIES, ACCESSORIES
ABL8WPS24400 | Universal switch-mode power supply, 3 phase, input 380-500Vac, output 24Vdc, 40.0A | 22451000 | 20410000 | #REF! | Phuong | In Price Book | 3.2 IDMST, IDEUR: CONTROL, POWER SUPPLIES, ACCESSORIES
ABLM1A05036 | POWER SUPPLY 5V 3.6A MODULAR | 1607100 | 1461000 | #REF! | Phuong | In Price Book | 3.2 IDMST, IDEUR: CONTROL, POWER SUPPLIES, ACCESSORIES
ABLM1A12010 | POWER SUPPLY 12V 1A MODULAR | 1065900 | 969000 | #REF! | Phuong | In Price Book | 3.2 IDMST, IDEUR: CONTROL, POWER SUPPLIES, ACCESSORIES
ABLM1A12021 | POWER SUPPLY 12V 2.1A MODULAR | 1566400 | 1424000 | #REF! | Phuong | In Price Book | 3.2 IDMST, IDEUR: CONTROL, POWER SUPPLIES, ACCESSORIES
ABLM1A12042 | POWER SUPPLY 12V 4.2A MODULAR | 2272600 | 2066000 | #REF! | Phuong | In Price Book | 3.2 IDMST, IDEUR: CONTROL, POWER SUPPLIES, ACCESSORIES
ABLM1A24004 | POWER SUPPLY 24V 0.4A MODULAR | 935000 | 850000 | #REF! | Phuong | In Price Book | 3.2 IDMST, IDEUR: CONTROL, POWER SUPPLIES, ACCESSORIES
ABLM1A24006 | POWER SUPPLY 24V 0.6A MODULAR | 1049400 | 954000 | #REF! | Phuong | In Price Book | 3.2 IDMST, IDEUR: CONTROL, POWER SUPPLIES, ACCESSORIES
ABLM1A24012 | POWER SUPPLY 24V 1.2A MODULAR | 1555400 | 1414000 | #REF! | Phuong | In Price Book | 3.2 IDMST, IDEUR: CONTROL, POWER SUPPLIES, ACCESSORIES
ABLM1A24025 | POWER SUPPLY 24V 2.5A MODULAR | 2256100 | 2051000 | #REF! | Phuong | In Price Book | 3.2 IDMST, IDEUR: CONTROL, POWER SUPPLIES, ACCESSORIES
ABLP1A12085 | POWER SUPPLY 12V 8.5A PANEL MOUNT | 1611500 | 1465000 | #REF! | Phuong | In Price Book | 3.2 IDMST, IDEUR: CONTROL, POWER SUPPLIES, ACCESSORIES
ABLP1A24045 | POWER SUPPLY 24V 4.5A PANEL MOUNT | 1395900 | 1269000 | #REF! | Phuong | In Price Book | 3.2 IDMST, IDEUR: CONTROL, POWER SUPPLIES, ACCESSORIES
ABLP1A24062 | POWER SUPPLY 24V 6.2A PANEL MOUNT | 2288000 | 2080000 | #REF! | Phuong | In Price Book | 3.2 IDMST, IDEUR: CONTROL, POWER SUPPLIES, ACCESSORIES
ABLP1A24100 | POWER SUPPLY 24V 10A PANEL MOUNT | 3102000 | 2820000 | #REF! | Phuong | In Price Book | 3.2 IDMST, IDEUR: CONTROL, POWER SUPPLIES, ACCESSORIES
ABLPA01 | MOUNTING KIT FOR POWER SUPPLY UP TO 150W | 193600 | 176000 | #REF! | Phuong | In Price Book | 3.2 IDMST, IDEUR: CONTROL, POWER SUPPLIES, ACCESSORIES
ABLPA02 | MOUNTING KIT FOR POWER SUPPLY 240W | 116600 | 106000 | #REF! | Phuong | In Price Book | 3.2 IDMST, IDEUR: CONTROL, POWER SUPPLIES, ACCESSORIES
ABLS1A12062 | POWER SUPPLY 12V 6.2A 1PH OPTIMIZED | 1555400 | 1414000 | #REF! | Phuong | In Price Book | 3.2 IDMST, IDEUR: CONTROL, POWER SUPPLIES, ACCESSORIES
ABLS1A12100 | POWER SUPPLY 12V 10A 1PH OPTIMIZED | 2151600 | 1956000 | #REF! | Phuong | In Price Book | 3.2 IDMST, IDEUR: CONTROL, POWER SUPPLIES, ACCESSORIES
ABLS1A24021 | POWER SUPPLY 24V 2.1A 1PH OPTIMIZED | 1291400 | 1174000 | #REF! | Phuong | In Price Book | 3.2 IDMST, IDEUR: CONTROL, POWER SUPPLIES, ACCESSORIES
ABLS1A24031 | POWER SUPPLY 24V 3.1A 1PH OPTIMIZED | 1439900 | 1309000 | #REF! | Phuong | In Price Book | 3.2 IDMST, IDEUR: CONTROL, POWER SUPPLIES, ACCESSORIES
ABLS1A24038 | POWER SUPPLY 24V 3.8A 1PH OPTIMIZED | 1929400 | 1754000 | #REF! | Phuong | In Price Book | 3.2 IDMST, IDEUR: CONTROL, POWER SUPPLIES, ACCESSORIES
ABLS1A24050 | POWER SUPPLY 24V 5A 1PH OPTIMIZED | 2018500 | 1835000 | #REF! | Phuong | In Price Book | 3.2 IDMST, IDEUR: CONTROL, POWER SUPPLIES, ACCESSORIES
ABLS1A24100 | POWER SUPPLY 24V 10A 1PH OPTIMIZED | 3161400 | 2874000 | #REF! | Phuong | In Price Book | 3.2 IDMST, IDEUR: CONTROL, POWER SUPPLIES, ACCESSORIES
ABLS1A24200 | POWER SUPPLY 24V 20A 1PH OPTIMIZED | 5431800 | 4938000 | #REF! | Phuong | In Price Book | 3.2 IDMST, IDEUR: CONTROL, POWER SUPPLIES, ACCESSORIES
ABLS1A48025 | POWER SUPPLY 48V 2.5A 1PH OPTIMIZED | 2151600 | 1956000 | #REF! | Phuong | In Price Book | 3.2 IDMST, IDEUR: CONTROL, POWER SUPPLIES, ACCESSORIES
SR2A101BD | 10 I/O, 24Vdc, 6 inputs, 4 relay outputs, without clock | 3276900 | 2979000 | #REF! | Phuong | In Price Book | 7.3 IDMST, IDCOM: OEM CONTROLLERS, SMART RELAYS, MOTION CONTROL, ACCESSORIES, ELIWELL (M171/M172)
SR2A101FU | 10 I/O, 120-240Vac, 6 inputs, 4 relay outputs, without clock | 3367100 | 3061000 | #REF! | Phuong | In Price Book | 7.3 IDMST, IDCOM: OEM CONTROLLERS, SMART RELAYS, MOTION CONTROL, ACCESSORIES, ELIWELL (M171/M172)
SR2A201FU | 20 I/O, 120-240Vac, 12 inputs, 8 relay outputs, without clock | 5022600 | 4566000 | #REF! | Phuong | In Price Book | 7.3 IDMST, IDCOM: OEM CONTROLLERS, SMART RELAYS, MOTION CONTROL, ACCESSORIES, ELIWELL (M171/M172)
SR2B121BD | 12 I/O, 24Vdc, 8 inputs (including 4 analog), 4 relay outputs, with clock | 4183300 | 3803000 | #REF! | Phuong | In Price Book | 7.3 IDMST, IDCOM: OEM CONTROLLERS, SMART RELAYS, MOTION CONTROL, ACCESSORIES, ELIWELL (M171/M172)
SR2B121FU | 12 I/O, 120-240Vac, 8 inputs, 4 relay outputs, with clock | 4272400 | 3884000 | #REF! | Phuong | In Price Book | 7.3 IDMST, IDCOM: OEM CONTROLLERS, SMART RELAYS, MOTION CONTROL, ACCESSORIES, ELIWELL (M171/M172)
SR2B121JD | 12 I/O, 12Vdc, 8 inputs (including 4 analog), 4 relay outputs, with clock | 4155800 | 3778000 | #REF! | Phuong | In Price Book | 7.3 IDMST, IDCOM: OEM CONTROLLERS, SMART RELAYS, MOTION CONTROL, ACCESSORIES, ELIWELL (M171/M172)
SR2B201FU | 20 I/O, 120-240Vac, 12 inputs, 8 relay outputs, with clock | 6248000 | 5680000 | #REF! | Phuong | In Price Book | 7.3 IDMST, IDCOM: OEM CONTROLLERS, SMART RELAYS, MOTION CONTROL, ACCESSORIES, ELIWELL (M171/M172)
SR2B202BD | 20 I/O, 24Vdc, 12 inputs(including analog), 8 transistor outputs, with clock | 5123800 | 4658000 | #REF! | Phuong | In Price Book | 7.3 IDMST, IDCOM: OEM CONTROLLERS, SMART RELAYS, MOTION CONTROL, ACCESSORIES, ELIWELL (M171/M172)
SR2D101FU | 10 I/O, 120-240Vac, 6 inputs, 4 relay outputs, without clock | 2939200 | 2672000 | #REF! | Phuong | In Price Book | 7.3 IDMST, IDCOM: OEM CONTROLLERS, SMART RELAYS, MOTION CONTROL, ACCESSORIES, ELIWELL (M171/M172)
SR2E121BD | 12 I/O, 24Vdc, 8 inputs (4 analogs), 4 relay outputs, with clock | 3018400 | 2744000 | #REF! | Phuong | In Price Book | 7.3 IDMST, IDCOM: OEM CONTROLLERS, SMART RELAYS, MOTION CONTROL, ACCESSORIES, ELIWELL (M171/M172)
SR2E121FU | 12 I/O, 120-240Vac, 8 inputs, 4 relay outputs, with clock | 3130600 | 2846000 | #REF! | Phuong | In Price Book | 7.3 IDMST, IDCOM: OEM CONTROLLERS, SMART RELAYS, MOTION CONTROL, ACCESSORIES, ELIWELL (M171/M172)
SR2E201BD | 20 I/O, 24Vdc, 12 inputs(including analog), 8 relay outputs, with clock | 4526500 | 4115000 | #REF! | Phuong | In Price Book | 7.3 IDMST, IDCOM: OEM CONTROLLERS, SMART RELAYS, MOTION CONTROL, ACCESSORIES, ELIWELL (M171/M172)
SR2E201FU | 20 I/O, 120-240Vac, 12 inputs, 8 relay outputs, with clock | 4639800 | 4218000 | #REF! | Phuong | In Price Book | 7.3 IDMST, IDCOM: OEM CONTROLLERS, SMART RELAYS, MOTION CONTROL, ACCESSORIES, ELIWELL (M171/M172)
SR2USB01 | Programming cable for Zelio, USB port | 3217500 | 2925000 | #REF! | Phuong | In Price Book | 7.3 IDMST, IDCOM: OEM CONTROLLERS, SMART RELAYS, MOTION CONTROL, ACCESSORIES, ELIWELL (M171/M172)
SR3B101B | 10 I/O, 24Vac, 6 inputs, 4 relay outputs, with clock | 3713600 | 3376000 | #REF! | Phuong | In Price Book | 7.3 IDMST, IDCOM: OEM CONTROLLERS, SMART RELAYS, MOTION CONTROL, ACCESSORIES, ELIWELL (M171/M172)
SR3B101BD | 10 I/O, 24Vdc, 6 inputs (including 4 analog), 4 relay outputs, with clock | 4552900 | 4139000 | #REF! | Phuong | In Price Book | 7.3 IDMST, IDCOM: OEM CONTROLLERS, SMART RELAYS, MOTION CONTROL, ACCESSORIES, ELIWELL (M171/M172)
SR3B101FU | 10 I/O, 120-240Vac, 6 inputs, 4 relay outputs, with clock | 3738900 | 3399000 | #REF! | Phuong | In Price Book | 7.3 IDMST, IDCOM: OEM CONTROLLERS, SMART RELAYS, MOTION CONTROL, ACCESSORIES, ELIWELL (M171/M172)
SR3B261B | 26 I/O, 24Vac, 16 inputs, 10 relay outputs, with clock | 6587900 | 5989000 | #REF! | Phuong | In Price Book | 7.3 IDMST, IDCOM: OEM CONTROLLERS, SMART RELAYS, MOTION CONTROL, ACCESSORIES, ELIWELL (M171/M172)
SR3B261BD | 26 I/O, 24Vdc, 16 inputs (including 6 analog), 10 relay outputs, with clock | 6869500 | 6245000 | #REF! | Phuong | In Price Book | 7.3 IDMST, IDCOM: OEM CONTROLLERS, SMART RELAYS, MOTION CONTROL, ACCESSORIES, ELIWELL (M171/M172)
SR3B261FU | 26 I/O, 100-240Vac, 16 inputs, 10 relay outputs, with clock | 6486700 | 5897000 | #REF! | Phuong | In Price Book | 7.3 IDMST, IDCOM: OEM CONTROLLERS, SMART RELAYS, MOTION CONTROL, ACCESSORIES, ELIWELL (M171/M172)
SR3B261JD | 26 I/O, 12Vdc, 16 inputs (including 6 analog), 10 relay outputs, with clock | 6587900 | 5989000 | #REF! | Phuong | In Price Book | 7.3 IDMST, IDCOM: OEM CONTROLLERS, SMART RELAYS, MOTION CONTROL, ACCESSORIES, ELIWELL (M171/M172)
SR3B262BD | 26 I/O, 24Vdc, 16 inputs (including 6 analog), 10 transistor outputs, with clock | 6058800 | 5508000 | #REF! | Phuong | In Price Book | 7.3 IDMST, IDCOM: OEM CONTROLLERS, SMART RELAYS, MOTION CONTROL, ACCESSORIES, ELIWELL (M171/M172)
SR3XT101BD | 10 pt Digital, 24Vdc, 6 inputs, 4 relay outputs | 1771000 | 1610000 | #REF! | Phuong | In Price Book | 7.3 IDMST, IDCOM: OEM CONTROLLERS, SMART RELAYS, MOTION CONTROL, ACCESSORIES, ELIWELL (M171/M172)
SR3XT101FU | 10 pt Digital, 120-240Vac, 6 inputs, 4 relay outputs | 1771000 | 1610000 | #REF! | Phuong | In Price Book | 7.3 IDMST, IDCOM: OEM CONTROLLERS, SMART RELAYS, MOTION CONTROL, ACCESSORIES, ELIWELL (M171/M172)
SR3XT101JD | 10 pt Digital, 12Vdc, 6 inputs, 4 relay outputs | 1771000 | 1610000 | #REF! | Phuong | In Price Book | 7.3 IDMST, IDCOM: OEM CONTROLLERS, SMART RELAYS, MOTION CONTROL, ACCESSORIES, ELIWELL (M171/M172)
SR3XT141BD | 14 pt Digital, 24Vdc, 8 inputs, 6 relay outputs | 2574000 | 2340000 | #REF! | Phuong | In Price Book | 7.3 IDMST, IDCOM: OEM CONTROLLERS, SMART RELAYS, MOTION CONTROL, ACCESSORIES, ELIWELL (M171/M172)
SR3XT141FU | 14 pt Digital, 120-240Vac, 8 inputs, 6 relay outputs | 2622400 | 2384000 | #REF! | Phuong | In Price Book | 7.3 IDMST, IDCOM: OEM CONTROLLERS, SMART RELAYS, MOTION CONTROL, ACCESSORIES, ELIWELL (M171/M172)
SR3XT61BD | 6 pt Digital, 24Vdc, 4 inputs, 2 relay outputs | 1345300 | 1223000 | #REF! | Phuong | In Price Book | 7.3 IDMST, IDCOM: OEM CONTROLLERS, SMART RELAYS, MOTION CONTROL, ACCESSORIES, ELIWELL (M171/M172)
SR3XT61FU | 6 pt Digital, 120-240Vac, 4 inputs, 2 relay outputs | 1345300 | 1223000 | #REF! | Phuong | In Price Book | 7.3 IDMST, IDCOM: OEM CONTROLLERS, SMART RELAYS, MOTION CONTROL, ACCESSORIES, ELIWELL (M171/M172)
TM221C16R | CONTROLLER M221-16IO RELAY COMPACT | 7397500 | 6725000 | #REF! | Phuong | In Price Book | 7.3 IDMST, IDCOM: OEM CONTROLLERS, SMART RELAYS, MOTION CONTROL, ACCESSORIES, ELIWELL (M171/M172)
TM221C16T | CONTROLLER M221-16IO TR.SOURCE COMPACT | 7509700 | 6827000 | #REF! | Phuong | In Price Book | 7.3 IDMST, IDCOM: OEM CONTROLLERS, SMART RELAYS, MOTION CONTROL, ACCESSORIES, ELIWELL (M171/M172)
TM221C24R | CONTROLLER M221-24IO RELAY COMPACT | 8081700 | 7347000 | #REF! | Phuong | In Price Book | 7.3 IDMST, IDCOM: OEM CONTROLLERS, SMART RELAYS, MOTION CONTROL, ACCESSORIES, ELIWELL (M171/M172)
TM221C24T | CONTROLLER M221-24IO TR.SOURCE COMPACT | 8148800 | 7408000 | #REF! | Phuong | In Price Book | 7.3 IDMST, IDCOM: OEM CONTROLLERS, SMART RELAYS, MOTION CONTROL, ACCESSORIES, ELIWELL (M171/M172)
TM221C24U | CONTROLLER M221-24IO TR.SINK COMPACT | 8148800 | 7408000 | #REF! | Phuong | In Price Book | 7.3 IDMST, IDCOM: OEM CONTROLLERS, SMART RELAYS, MOTION CONTROL, ACCESSORIES, ELIWELL (M171/M172)
TM221C40R | CONTROLLER M221-40IO RELAY COMPACT | 10749200 | 9772000 | #REF! | Phuong | In Price Book | 7.3 IDMST, IDCOM: OEM CONTROLLERS, SMART RELAYS, MOTION CONTROL, ACCESSORIES, ELIWELL (M171/M172)
TM221C40T | CONTROLLER M221-40IO TR.SOURCE COMPACT | 10861400 | 9874000 | #REF! | Phuong | In Price Book | 7.3 IDMST, IDCOM: OEM CONTROLLERS, SMART RELAYS, MOTION CONTROL, ACCESSORIES, ELIWELL (M171/M172)
TM221C40U | CONTROLLER M221-40IO TR.SINK COMPACT | 10861400 | 9874000 | #REF! | Phuong | In Price Book | 7.3 IDMST, IDCOM: OEM CONTROLLERS, SMART RELAYS, MOTION CONTROL, ACCESSORIES, ELIWELL (M171/M172)
TM221CE16R | CONTROLLER M221-16IO RELAY ETHERNET COMPACT | 7621900 | 6929000 | #REF! | Phuong | In Price Book | 7.3 IDMST, IDCOM: OEM CONTROLLERS, SMART RELAYS, MOTION CONTROL, ACCESSORIES, ELIWELL (M171/M172)
TM221CE16T | CONTROLLER M221-16IO TR.SOURCE ETHERNET COMPACT | 7712100 | 7011000 | #REF! | Phuong | In Price Book | 7.3 IDMST, IDCOM: OEM CONTROLLERS, SMART RELAYS, MOTION CONTROL, ACCESSORIES, ELIWELL (M171/M172)
TM221CE16U | CONTROLLER M221-16IO TR.SINK ETHERNET COMPACT | 7712100 | 7011000 | #REF! | Phuong | In Price Book | 7.3 IDMST, IDCOM: OEM CONTROLLERS, SMART RELAYS, MOTION CONTROL, ACCESSORIES, ELIWELL (M171/M172)
TM221CE24R | CONTROLLER M221-24IO RELAY ETHERNET COMPACT | 8967200 | 8152000 | #REF! | Phuong | In Price Book | 7.3 IDMST, IDCOM: OEM CONTROLLERS, SMART RELAYS, MOTION CONTROL, ACCESSORIES, ELIWELL (M171/M172)
TM221CE24T | CONTROLLER M221-24IO TR.SOURCE ETHERNET COMPACT | 9045300 | 8223000 | #REF! | Phuong | In Price Book | 7.3 IDMST, IDCOM: OEM CONTROLLERS, SMART RELAYS, MOTION CONTROL, ACCESSORIES, ELIWELL (M171/M172)
TM221CE24U | CONTROLLER M221-24IO TR.SINK ETHERNET COMPACT | 9045300 | 8223000 | #REF! | Phuong | In Price Book | 7.3 IDMST, IDCOM: OEM CONTROLLERS, SMART RELAYS, MOTION CONTROL, ACCESSORIES, ELIWELL (M171/M172)
TM221CE40R | CONTROLLER M221-40IO RELAY ETHERNET COMPACT | 11668800 | 10608000 | #REF! | Phuong | In Price Book | 7.3 IDMST, IDCOM: OEM CONTROLLERS, SMART RELAYS, MOTION CONTROL, ACCESSORIES, ELIWELL (M171/M172)
TM221CE40T | CONTROLLER M221-40IO TR.SOURCE ETHERNET COMPACT | 11770000 | 10700000 | #REF! | Phuong | In Price Book | 7.3 IDMST, IDCOM: OEM CONTROLLERS, SMART RELAYS, MOTION CONTROL, ACCESSORIES, ELIWELL (M171/M172)
TM221CE40U | CONTROLLER M221-40IO TR.SINK ETHERNET COMPACT | 11770000 | 10700000 | #REF! | Phuong | In Price Book | 7.3 IDMST, IDCOM: OEM CONTROLLERS, SMART RELAYS, MOTION CONTROL, ACCESSORIES, ELIWELL (M171/M172)
TM221M16R | CONTROLLER M221-16IO RELAY MODULAR | 7958500 | 7235000 | #REF! | Phuong | In Price Book | 7.3 IDMST, IDCOM: OEM CONTROLLERS, SMART RELAYS, MOTION CONTROL, ACCESSORIES, ELIWELL (M171/M172)
TM221M16RG | CONTROLLER M221-16IO RELAY SPRING MODULAR | 7810000 | 7100000 | #REF! | Phuong | In Price Book | 7.3 IDMST, IDCOM: OEM CONTROLLERS, SMART RELAYS, MOTION CONTROL, ACCESSORIES, ELIWELL (M171/M172)
TM221M16T | CONTROLLER M221-24IO TR.SOURCE MODULAR | 7958500 | 7235000 | #REF! | Phuong | In Price Book | 7.3 IDMST, IDCOM: OEM CONTROLLERS, SMART RELAYS, MOTION CONTROL, ACCESSORIES, ELIWELL (M171/M172)
TM221M32TK | CONTROLLER M221-32IO TR.SOURCE MODULAR | 8855000 | 8050000 | #REF! | Phuong | In Price Book | 7.3 IDMST, IDCOM: OEM CONTROLLERS, SMART RELAYS, MOTION CONTROL, ACCESSORIES, ELIWELL (M171/M172)
TM221ME16RG | CONTROLLER M221-16IO RELAY ETH SPRING MODULAR | 8855000 | 8050000 | #REF! | Phuong | In Price Book | 7.3 IDMST, IDCOM: OEM CONTROLLERS, SMART RELAYS, MOTION CONTROL, ACCESSORIES, ELIWELL (M171/M172)
TM221ME16T | CONTROLLER M221-24IO TR.SOURCE ETH MODULAR | 8855000 | 8050000 | #REF! | Phuong | In Price Book | 7.3 IDMST, IDCOM: OEM CONTROLLERS, SMART RELAYS, MOTION CONTROL, ACCESSORIES, ELIWELL (M171/M172)
TM221ME32TK | CONTROLLER M221-32IO TR.SOURCE ETH MODULAR | 9740500 | 8855000 | #REF! | Phuong | In Price Book | 7.3 IDMST, IDCOM: OEM CONTROLLERS, SMART RELAYS, MOTION CONTROL, ACCESSORIES, ELIWELL (M171/M172)
TM241C24R | CONTROLLER M241-24IO RELAY | 13360600 | 12146000 | #REF! | Phuong | In Price Book | 7.3 IDMST, IDCOM: OEM CONTROLLERS, SMART RELAYS, MOTION CONTROL, ACCESSORIES, ELIWELL (M171/M172)
TM241C24T | CONTROLLER M241-24IO TR.SOURCE | 13484900 | 12259000 | #REF! | Phuong | In Price Book | 7.3 IDMST, IDCOM: OEM CONTROLLERS, SMART RELAYS, MOTION CONTROL, ACCESSORIES, ELIWELL (M171/M172)
TM241C24U | CONTROLLER M241-24IO TR.SINK | 13233000 | 12030000 | #REF! | Phuong | In Price Book | 7.3 IDMST, IDCOM: OEM CONTROLLERS, SMART RELAYS, MOTION CONTROL, ACCESSORIES, ELIWELL (M171/M172)
TM241C40R | CONTROLLER M241-40IO RELAY | 14740000 | 13400000 | #REF! | Phuong | In Price Book | 7.3 IDMST, IDCOM: OEM CONTROLLERS, SMART RELAYS, MOTION CONTROL, ACCESSORIES, ELIWELL (M171/M172)
TM241C40T | CONTROLLER M241-40IO TR.SOURCE | 14850000 | 13500000 | #REF! | Phuong | In Price Book | 7.3 IDMST, IDCOM: OEM CONTROLLERS, SMART RELAYS, MOTION CONTROL, ACCESSORIES, ELIWELL (M171/M172)
TM241CE24R | CONTROLLER M241-24IO RELAY ETHERNET | 13630100 | 12391000 | #REF! | Phuong | In Price Book | 7.3 IDMST, IDCOM: OEM CONTROLLERS, SMART RELAYS, MOTION CONTROL, ACCESSORIES, ELIWELL (M171/M172)
TM241CE24T | CONTROLLER M241-24IO TR.SOURCE ETHERNET | 13787400 | 12534000 | #REF! | Phuong | In Price Book | 7.3 IDMST, IDCOM: OEM CONTROLLERS, SMART RELAYS, MOTION CONTROL, ACCESSORIES, ELIWELL (M171/M172)
TM241CE24U | CONTROLLER M241-24IO TR.SINK ETHERNET | 13787400 | 12534000 | #REF! | Phuong | In Price Book | 7.3 IDMST, IDCOM: OEM CONTROLLERS, SMART RELAYS, MOTION CONTROL, ACCESSORIES, ELIWELL (M171/M172)
TM241CE40R | CONTROLLER M241-40IO RELAY ETHERNET | 16185400 | 14714000 | #REF! | Phuong | In Price Book | 7.3 IDMST, IDCOM: OEM CONTROLLERS, SMART RELAYS, MOTION CONTROL, ACCESSORIES, ELIWELL (M171/M172)
TM241CE40T | CONTROLLER M241-40IO TR.SOURCE ETHERNET | 16264600 | 14786000 | #REF! | Phuong | In Price Book | 7.3 IDMST, IDCOM: OEM CONTROLLERS, SMART RELAYS, MOTION CONTROL, ACCESSORIES, ELIWELL (M171/M172)
TM241CE40U | CONTROLLER M241-40IO TR.SINK ETHERNET | 16264600 | 14786000 | #REF! | Phuong | In Price Book | 7.3 IDMST, IDCOM: OEM CONTROLLERS, SMART RELAYS, MOTION CONTROL, ACCESSORIES, ELIWELL (M171/M172)
TM241CEC24R | CONTROLLER M241-24IO RELAY ETHERNET CAN MASTER | 17139100 | 15581000 | #REF! | Phuong | In Price Book | 7.3 IDMST, IDCOM: OEM CONTROLLERS, SMART RELAYS, MOTION CONTROL, ACCESSORIES, ELIWELL (M171/M172)
TM241CEC24T | CONTROLLER M241-24IO TR.SOURCE ETH. CAN MASTER | 17139100 | 15581000 | #REF! | Phuong | In Price Book | 7.3 IDMST, IDCOM: OEM CONTROLLERS, SMART RELAYS, MOTION CONTROL, ACCESSORIES, ELIWELL (M171/M172)
TM241CEC24U | CONTROLLER M241-24IO TR.SINK ETH.CAN MASTER | 16819000 | 15290000 | #REF! | Phuong | In Price Book | 7.3 IDMST, IDCOM: OEM CONTROLLERS, SMART RELAYS, MOTION CONTROL, ACCESSORIES, ELIWELL (M171/M172)
TM251MESC | CONTROLLER M251-ETHERNET+CAN | 12565300 | 11423000 | #REF! | Phuong | In Price Book | 7.3 IDMST, IDCOM: OEM CONTROLLERS, SMART RELAYS, MOTION CONTROL, ACCESSORIES, ELIWELL (M171/M172)
TM251MESE | CONTROLLER M251-2XETHERNET | 12643400 | 11494000 | #REF! | Phuong | In Price Book | 7.3 IDMST, IDCOM: OEM CONTROLLERS, SMART RELAYS, MOTION CONTROL, ACCESSORIES, ELIWELL (M171/M172)
TM3AI2H | MODULE TM3-2 ANALOG INPUTS HIGH RES. | 4687100 | 4261000 | #REF! | Phuong | In Price Book | 7.3 IDMST, IDCOM: OEM CONTROLLERS, SMART RELAYS, MOTION CONTROL, ACCESSORIES, ELIWELL (M171/M172)
TM3AI2HG | MODULE TM3-2 ANALOG INPUTS HIGH RES. SPRING | 4687100 | 4261000 | #REF! | Phuong | In Price Book | 7.3 IDMST, IDCOM: OEM CONTROLLERS, SMART RELAYS, MOTION CONTROL, ACCESSORIES, ELIWELL (M171/M172)
TM3AI4 | MODULE TM3-4 ANALOG INPUTS | 4756400 | 4324000 | #REF! | Phuong | In Price Book | 7.3 IDMST, IDCOM: OEM CONTROLLERS, SMART RELAYS, MOTION CONTROL, ACCESSORIES, ELIWELL (M171/M172)
TM3AI4G | MODULE TM3-4 ANALOG INPUTS SPRING | 4756400 | 4324000 | #REF! | Phuong | In Price Book | 7.3 IDMST, IDCOM: OEM CONTROLLERS, SMART RELAYS, MOTION CONTROL, ACCESSORIES, ELIWELL (M171/M172)
TM3AI8 | MODULE TM3-8 ANALOG INPUTS | 5659500 | 5145000 | #REF! | Phuong | In Price Book | 7.3 IDMST, IDCOM: OEM CONTROLLERS, SMART RELAYS, MOTION CONTROL, ACCESSORIES, ELIWELL (M171/M172)
TM3AI8G | MODULE TM3-8 ANALOG INPUTS SPRING | 5659500 | 5145000 | #REF! | Phuong | In Price Book | 7.3 IDMST, IDCOM: OEM CONTROLLERS, SMART RELAYS, MOTION CONTROL, ACCESSORIES, ELIWELL (M171/M172)
TM3AM6 | MODULE TM3-4 ANALOG IN. 2 ANALOG OUT. | 6375600 | 5796000 | #REF! | Phuong | In Price Book | 7.3 IDMST, IDCOM: OEM CONTROLLERS, SMART RELAYS, MOTION CONTROL, ACCESSORIES, ELIWELL (M171/M172)
TM3AM6G | MODULE TM3-4 ANALOG IN. 2 ANALOG OUT.SPRING | 6375600 | 5796000 | #REF! | Phuong | In Price Book | 7.3 IDMST, IDCOM: OEM CONTROLLERS, SMART RELAYS, MOTION CONTROL, ACCESSORIES, ELIWELL (M171/M172)
TM3AQ2 | MODULE TM3-2 ANALOG OUTPUTS | 5245900 | 4769000 | #REF! | Phuong | In Price Book | 7.3 IDMST, IDCOM: OEM CONTROLLERS, SMART RELAYS, MOTION CONTROL, ACCESSORIES, ELIWELL (M171/M172)
TM3AQ4 | MODULE TM3-4 ANALOG OUTPUTS | 5548400 | 5044000 | #REF! | Phuong | In Price Book | 7.3 IDMST, IDCOM: OEM CONTROLLERS, SMART RELAYS, MOTION CONTROL, ACCESSORIES, ELIWELL (M171/M172)
TM3AQ4G | MODULE TM3-4 ANALOG OUTPUTS SPRING | 5548400 | 5044000 | #REF! | Phuong | In Price Book | 7.3 IDMST, IDCOM: OEM CONTROLLERS, SMART RELAYS, MOTION CONTROL, ACCESSORIES, ELIWELL (M171/M172)
TM3DI16 | MODULE TM3-16 INPUTS | 2752200 | 2502000 | #REF! | Phuong | In Price Book | 7.3 IDMST, IDCOM: OEM CONTROLLERS, SMART RELAYS, MOTION CONTROL, ACCESSORIES, ELIWELL (M171/M172)
TM3DI16G | MODULE TM3-16 INPUTS SPRING | 2752200 | 2502000 | #REF! | Phuong | In Price Book | 7.3 IDMST, IDCOM: OEM CONTROLLERS, SMART RELAYS, MOTION CONTROL, ACCESSORIES, ELIWELL (M171/M172)
TM3DI16K | MODULE TM3-16 INPUTS HE10 | 2220900 | 2019000 | #REF! | Phuong | In Price Book | 7.3 IDMST, IDCOM: OEM CONTROLLERS, SMART RELAYS, MOTION CONTROL, ACCESSORIES, ELIWELL (M171/M172)
TM3DI32K | MODULE TM3-32 INPUTS HE10 | 3877500 | 3525000 | #REF! | Phuong | In Price Book | 7.3 IDMST, IDCOM: OEM CONTROLLERS, SMART RELAYS, MOTION CONTROL, ACCESSORIES, ELIWELL (M171/M172)
TM3DI8 | MODULE TM3-8 INPUTS | 1947000 | 1770000 | #REF! | Phuong | In Price Book | 7.3 IDMST, IDCOM: OEM CONTROLLERS, SMART RELAYS, MOTION CONTROL, ACCESSORIES, ELIWELL (M171/M172)
TM3DI8G | MODULE TM3-8 INPUTS SPRING | 1947000 | 1770000 | #REF! | Phuong | In Price Book | 7.3 IDMST, IDCOM: OEM CONTROLLERS, SMART RELAYS, MOTION CONTROL, ACCESSORIES, ELIWELL (M171/M172)
TM3DM24R | MODULE TM3-24 IO RELAYS | 3875300 | 3523000 | #REF! | Phuong | In Price Book | 7.3 IDMST, IDCOM: OEM CONTROLLERS, SMART RELAYS, MOTION CONTROL, ACCESSORIES, ELIWELL (M171/M172)
TM3DM24RG | MODULE TM3-24 IO RELAYS SPRING | 3875300 | 3523000 | #REF! | Phuong | In Price Book | 7.3 IDMST, IDCOM: OEM CONTROLLERS, SMART RELAYS, MOTION CONTROL, ACCESSORIES, ELIWELL (M171/M172)
TM3DM8R | MODULE TM3-8 IO RELAYS | 1996500 | 1815000 | #REF! | Phuong | In Price Book | 7.3 IDMST, IDCOM: OEM CONTROLLERS, SMART RELAYS, MOTION CONTROL, ACCESSORIES, ELIWELL (M171/M172)
TM3DM8RG | MODULE TM3-8 IO RELAYS SPRING | 1914000 | 1740000 | #REF! | Phuong | In Price Book | 7.3 IDMST, IDCOM: OEM CONTROLLERS, SMART RELAYS, MOTION CONTROL, ACCESSORIES, ELIWELL (M171/M172)
TM3DQ16R | MODULE TM3-16 OUTPUTS RELAYS | 3086600 | 2806000 | #REF! | Phuong | In Price Book | 7.3 IDMST, IDCOM: OEM CONTROLLERS, SMART RELAYS, MOTION CONTROL, ACCESSORIES, ELIWELL (M171/M172)
TM3DQ16RG | MODULE TM3-16 OUTPUTS RELAYS SPRING | 3086600 | 2806000 | #REF! | Phuong | In Price Book | 7.3 IDMST, IDCOM: OEM CONTROLLERS, SMART RELAYS, MOTION CONTROL, ACCESSORIES, ELIWELL (M171/M172)
TM3DQ16T | MODULE TM3-16 OUTPUTS TR.SOURCE | 3042600 | 2766000 | #REF! | Phuong | In Price Book | 7.3 IDMST, IDCOM: OEM CONTROLLERS, SMART RELAYS, MOTION CONTROL, ACCESSORIES, ELIWELL (M171/M172)
TM3DQ16TK | MODULE TM3-16 OUTPUTS TR.SOURCE HE10 | 2428800 | 2208000 | #REF! | Phuong | In Price Book | 7.3 IDMST, IDCOM: OEM CONTROLLERS, SMART RELAYS, MOTION CONTROL, ACCESSORIES, ELIWELL (M171/M172)
TM3DQ16U | MODULE TM3-16 OUTPUTS TR.SINK | 2752200 | 2502000 | #REF! | Phuong | In Price Book | 7.3 IDMST, IDCOM: OEM CONTROLLERS, SMART RELAYS, MOTION CONTROL, ACCESSORIES, ELIWELL (M171/M172)
TM3DQ16UK | MODULE TM3-16 OUTPUTS TR.SINK HE10 | 2178000 | 1980000 | #REF! | Phuong | In Price Book | 7.3 IDMST, IDCOM: OEM CONTROLLERS, SMART RELAYS, MOTION CONTROL, ACCESSORIES, ELIWELL (M171/M172)
TM3DQ32TK | MODULE TM3-32 OUTPUTS TR.SOURCE HE10 | 4246000 | 3860000 | #REF! | Phuong | In Price Book | 7.3 IDMST, IDCOM: OEM CONTROLLERS, SMART RELAYS, MOTION CONTROL, ACCESSORIES, ELIWELL (M171/M172)
TM3DQ32UK | MODULE TM3-32 OUTPUTS TR.SINK HE10 | 3877500 | 3525000 | #REF! | Phuong | In Price Book | 7.3 IDMST, IDCOM: OEM CONTROLLERS, SMART RELAYS, MOTION CONTROL, ACCESSORIES, ELIWELL (M171/M172)
TM3DQ8R | MODULE TM3-8 OUTPUTS RELAYS | 2206600 | 2006000 | #REF! | Phuong | In Price Book | 7.3 IDMST, IDCOM: OEM CONTROLLERS, SMART RELAYS, MOTION CONTROL, ACCESSORIES, ELIWELL (M171/M172)
TM3DQ8RG | MODULE TM3-8 OUTPUTS RELAYS SPRING | 2206600 | 2006000 | #REF! | Phuong | In Price Book | 7.3 IDMST, IDCOM: OEM CONTROLLERS, SMART RELAYS, MOTION CONTROL, ACCESSORIES, ELIWELL (M171/M172)
TM3DQ8T | MODULE TM3-8 OUTPUTS TR.SOURCE | 2117500 | 1925000 | #REF! | Phuong | In Price Book | 7.3 IDMST, IDCOM: OEM CONTROLLERS, SMART RELAYS, MOTION CONTROL, ACCESSORIES, ELIWELL (M171/M172)
TM3DQ8U | MODULE TM3-8 OUTPUTS TR.SINK | 1947000 | 1770000 | #REF! | Phuong | In Price Book | 7.3 IDMST, IDCOM: OEM CONTROLLERS, SMART RELAYS, MOTION CONTROL, ACCESSORIES, ELIWELL (M171/M172)
TM3DQ8UG | MODULE TM3-8 OUTPUTS TR.SINK SPRING | 1914000 | 1740000 | #REF! | Phuong | In Price Book | 7.3 IDMST, IDCOM: OEM CONTROLLERS, SMART RELAYS, MOTION CONTROL, ACCESSORIES, ELIWELL (M171/M172)
TM3TI4 | MODULE TM3-4 INPUTS TEMPERATURE | 5659500 | 5145000 | #REF! | Phuong | In Price Book | 7.3 IDMST, IDCOM: OEM CONTROLLERS, SMART RELAYS, MOTION CONTROL, ACCESSORIES, ELIWELL (M171/M172)
TM3TI4G | MODULE TM3-4 INPUTS TEMPERATURE SPRING | 5659500 | 5145000 | #REF! | Phuong | In Price Book | 7.3 IDMST, IDCOM: OEM CONTROLLERS, SMART RELAYS, MOTION CONTROL, ACCESSORIES, ELIWELL (M171/M172)
TM3TI8T | MODULE TM3-8 INPUTS TEMPERATURE | 6096200 | 5542000 | #REF! | Phuong | In Price Book | 7.3 IDMST, IDCOM: OEM CONTROLLERS, SMART RELAYS, MOTION CONTROL, ACCESSORIES, ELIWELL (M171/M172)
TM3TI8TG | MODULE TM3-8 INPUTS TEMPERATURE SPRING | 6096200 | 5542000 | #REF! | Phuong | In Price Book | 7.3 IDMST, IDCOM: OEM CONTROLLERS, SMART RELAYS, MOTION CONTROL, ACCESSORIES, ELIWELL (M171/M172)
TM3TM3 | MODULE TM3-2 TEMP INPUTS+ 1 ANALOG OUT. | 6013700 | 5467000 | #REF! | Phuong | In Price Book | 7.3 IDMST, IDCOM: OEM CONTROLLERS, SMART RELAYS, MOTION CONTROL, ACCESSORIES, ELIWELL (M171/M172)
TM3TM3G | MODULE TM3-2 TEMP INPUTS+ 1 ANALOG OUT.SPRING | 6013700 | 5467000 | #REF! | Phuong | In Price Book | 7.3 IDMST, IDCOM: OEM CONTROLLERS, SMART RELAYS, MOTION CONTROL, ACCESSORIES, ELIWELL (M171/M172)
TM4ES4 | MODULE NETWORK TM4-4 Ethernet switchs | 7207200 | 6552000 | #REF! | Phuong | In Price Book | 7.3 IDMST, IDCOM: OEM CONTROLLERS, SMART RELAYS, MOTION CONTROL, ACCESSORIES, ELIWELL (M171/M172)
TM4PDPS1 | MODULE NETWORK TM4-1 Profibus DP slave | 12179200 | 11072000 | #REF! | Phuong | In Price Book | 7.3 IDMST, IDCOM: OEM CONTROLLERS, SMART RELAYS, MOTION CONTROL, ACCESSORIES, ELIWELL (M171/M172)
TMACBL1 | CABLE fir M2xx Embeded Analog Input | 1661000 | 1510000 | #REF! | Phuong | In Price Book | 7.3 IDMST, IDCOM: OEM CONTROLLERS, SMART RELAYS, MOTION CONTROL, ACCESSORIES, ELIWELL (M171/M172)
TMAM2 | Mounting kit for M221 And TM3 | 1309000 | 1190000 | #REF! | Phuong | In Price Book | 7.3 IDMST, IDCOM: OEM CONTROLLERS, SMART RELAYS, MOTION CONTROL, ACCESSORIES, ELIWELL (M171/M172)
TMASD1 | SD MEMORY CARD for M2xx controller | 1043900 | 949000 | #REF! | Phuong | In Price Book | 7.3 IDMST, IDCOM: OEM CONTROLLERS, SMART RELAYS, MOTION CONTROL, ACCESSORIES, ELIWELL (M171/M172)
TMAT2MSET | CONNECTOR SET for M221M and TM3 - IO | 1078000 | 980000 | #REF! | Phuong | In Price Book | 7.3 IDMST, IDCOM: OEM CONTROLLERS, SMART RELAYS, MOTION CONTROL, ACCESSORIES, ELIWELL (M171/M172)
TMAT2MSETG | CONNECTOR SET for M221M and TM3 - IO Sp. | 561000 | 510000 | #REF! | Phuong | In Price Book | 7.3 IDMST, IDCOM: OEM CONTROLLERS, SMART RELAYS, MOTION CONTROL, ACCESSORIES, ELIWELL (M171/M172)
TMAT4CSET | CONNECTOR SET for M241 - IO | 1705000 | 1550000 | #REF! | Phuong | In Price Book | 7.3 IDMST, IDCOM: OEM CONTROLLERS, SMART RELAYS, MOTION CONTROL, ACCESSORIES, ELIWELL (M171/M172)
TMC2AI2 | CARPhuongDGE M221-2 ANALOG CURRENT INPUTS | 1838100 | 1671000 | #REF! | Phuong | In Price Book | 7.3 IDMST, IDCOM: OEM CONTROLLERS, SMART RELAYS, MOTION CONTROL, ACCESSORIES, ELIWELL (M171/M172)
TMC2AQ2C | CARPhuongDGE M221-2 ANALOG CURRENT OUTPUTS | 2226400 | 2024000 | #REF! | Phuong | In Price Book | 7.3 IDMST, IDCOM: OEM CONTROLLERS, SMART RELAYS, MOTION CONTROL, ACCESSORIES, ELIWELL (M171/M172)
TMC2AQ2V | CARPhuongDGE M221-2 ANALOG VOLTAGE OUTPUTS | 2226400 | 2024000 | #REF! | Phuong | In Price Book | 7.3 IDMST, IDCOM: OEM CONTROLLERS, SMART RELAYS, MOTION CONTROL, ACCESSORIES, ELIWELL (M171/M172)
TMC2CONV01 | CARPhuongDGE M221-CONVEYING 1 SERIAL LINE | 2439800 | 2218000 | #REF! | Phuong | In Price Book | 7.3 IDMST, IDCOM: OEM CONTROLLERS, SMART RELAYS, MOTION CONTROL, ACCESSORIES, ELIWELL (M171/M172)
TMC2HOIS01 | CARPhuongDGE M221-HOISTING 1 ANALOG INPUT | 2442000 | 2220000 | #REF! | Phuong | In Price Book | 7.3 IDMST, IDCOM: OEM CONTROLLERS, SMART RELAYS, MOTION CONTROL, ACCESSORIES, ELIWELL (M171/M172)
TMC2SL1 | CARPhuongDGE M221-1 SERIAL LINE | 2226400 | 2024000 | #REF! | Phuong | In Price Book | 7.3 IDMST, IDCOM: OEM CONTROLLERS, SMART RELAYS, MOTION CONTROL, ACCESSORIES, ELIWELL (M171/M172)
TMC2TI2 | CARPhuongDGE M22- 2 TEMPERATURE INPUTS | 2226400 | 2024000 | #REF! | Phuong | In Price Book | 7.3 IDMST, IDCOM: OEM CONTROLLERS, SMART RELAYS, MOTION CONTROL, ACCESSORIES, ELIWELL (M171/M172)
TMC4AI2 | CARPhuongDGE M241-2 ANALOG INPUTS | 4203100 | 3821000 | #REF! | Phuong | In Price Book | 7.3 IDMST, IDCOM: OEM CONTROLLERS, SMART RELAYS, MOTION CONTROL, ACCESSORIES, ELIWELL (M171/M172)
TMC4AQ2 | CARPhuongDGE M241-2 ANALOG OUTPUTS | 4831200 | 4392000 | #REF! | Phuong | In Price Book | 7.3 IDMST, IDCOM: OEM CONTROLLERS, SMART RELAYS, MOTION CONTROL, ACCESSORIES, ELIWELL (M171/M172)
TMC4HOIS01 | CARPhuongDGE M241-HOISTING 1 ANALOG INPUT | 4939000 | 4490000 | #REF! | Phuong | In Price Book | 7.3 IDMST, IDCOM: OEM CONTROLLERS, SMART RELAYS, MOTION CONTROL, ACCESSORIES, ELIWELL (M171/M172)
TMC4PACK01 | CARPhuongDGE M241-PACKAGING 2 ANALOG INPUTS | 4939000 | 4490000 | #REF! | Phuong | In Price Book | 7.3 IDMST, IDCOM: OEM CONTROLLERS, SMART RELAYS, MOTION CONTROL, ACCESSORIES, ELIWELL (M171/M172)
TMC4TI2 | CARPhuongDGE M241-2 TEMPERATURE INPUTS | 4741000 | 4310000 | #REF! | Phuong | In Price Book | 7.3 IDMST, IDCOM: OEM CONTROLLERS, SMART RELAYS, MOTION CONTROL, ACCESSORIES, ELIWELL (M171/M172)
TMH2GDB | DISPLAY FOR M221 CONTROLLER | 5432900 | 4939000 | #REF! | Phuong | In Price Book | 7.3 IDMST, IDCOM: OEM CONTROLLERS, SMART RELAYS, MOTION CONTROL, ACCESSORIES, ELIWELL (M171/M172)
157 | BOX WALL 1GANG STD SLIDE NUT | 37400 | 34000 | #REF! | Thanh Long | In Price Book | 1.3 CL A format and accessories Medium
223V | IP54 WEATHERPROOF COVER W. BOX FOR SERIES 30 | 375100 | 341000 | #REF! | Thanh Long | In Price Book | 1.3 CL A format and accessories Medium
3030P_G19 | STANDARD-SIZED REMOVABLE COVERPLATE | 9900 | 9000 | #REF! | Thanh Long | In Price Book | 1.3 CL A format and accessories Medium
3031_1_2M_F_G19 | 16AX 250V 1W Stand Sw Mod w/ Fluo Loc | 25300 | 23000 | #REF! | Thanh Long | In Price Book | 1.3 CL A format and accessories Medium
3031_1_2NM_G19 | 16AX 250V 1W STD SIZE SWITCH MECH W NEON | 127600 | 116000 | #REF! | Thanh Long | In Price Book | 1.3 CL A format and accessories Medium
3031_2_3M_F_G19 | 16AX 250V 2W Stand Sw Mod w/ FluoLoc | 47300 | 43000 | #REF! | Thanh Long | In Price Book | 1.3 CL A format and accessories Medium
3031E1_2M_F_G19 | 16AX 250V 1W Elongated Sw Mod w/Fluo Loc | 70400 | 64000 | #REF! | Thanh Long | In Price Book | 1.3 CL A format and accessories Medium
3031E2_3M_F_G19 | 16AX 250V 2W Elongated Sw Mod w/Fluo Loc | 82500 | 75000 | #REF! | Thanh Long | In Price Book | 1.3 CL A format and accessories Medium
3031EMBP2_3_G19 | BELLSWITCHMECHANISM | 73700 | 67000 | #REF! | Thanh Long | In Price Book | 1.3 CL A format and accessories Medium
3031EMD20NM_G19 | 1WELONGATED-SIZEDDOUBLEPOLE20ASWW | 147400 | 134000 | #REF! | Thanh Long | In Price Book | 1.3 CL A format and accessories Medium
3031M1_2M_F_G19 | 16AX 250V 1W MS Dolly Sw Mod w/Fluo Loc | 59400 | 54000 | #REF! | Thanh Long | In Price Book | 1.3 CL A format and accessories Medium
3031M2_3M_F_G19 | 16AX 250V 2W MS Dolly Sw Mod w/ Fluo Loc | 79200 | 72000 | #REF! | Thanh Long | In Price Book | 1.3 CL A format and accessories Medium
3031NDM_RD_G19 | RED NEON INDICATOR | 220000 | 200000 | #REF! | Thanh Long | In Price Book | 1.3 CL A format and accessories Medium
3031NGN_G19 | GREEN NEON INDICATOR | 74800 | 68000 | #REF! | Thanh Long | In Price Book | 1.3 CL A format and accessories Medium
3031NPM_GN_G19 | GREEN NEON INDICATOR VERTICAL | 220000 | 200000 | #REF! | Thanh Long | In Price Book | 1.3 CL A format and accessories Medium
3031NRD_G19 | RED NEON INDICATOR | 74800 | 68000 | #REF! | Thanh Long | In Price Book | 1.3 CL A format and accessories Medium
3031RJ64M_G19 | 6-PIN 4-WIRE TELEPHONE OUTLET | 86900 | 79000 | #REF! | Thanh Long | In Price Book | 1.3 CL A format and accessories Medium
3031RJ88SMA5_G19 | 8PIN 8 WIRE DATA OUTLET MECH W SHUTTER | 193600 | 176000 | #REF! | Thanh Long | In Price Book | 1.3 CL A format and accessories Medium
3031TV75MS_G19 | 750HM CO-AXIAL OUTLET MECHANISM | 96800 | 88000 | #REF! | Thanh Long | In Price Book | 1.3 CL A format and accessories Medium
3031USB_WE | 1 Port 2.1A USB, 1M Size, White | 387200 | 352000 | #REF! | Thanh Long | In Price Book | 1.3 CL A format and accessories Medium
3031V400FM_C15518 | Fan control | 459800 | 418000 | #REF! | Thanh Long | In Price Book | 1.3 CL A format and accessories Medium
3031V400FM_K_WE | FANSPEEDCONTROLLERMECHANISMWITHROTARYON/ | 435600 | 396000 | #REF! | Thanh Long | In Price Book | 1.3 CL A format and accessories Medium
3031V500M_C15518 | Dimmer | 459800 | 418000 | #REF! | Thanh Long | In Price Book | 1.3 CL A format and accessories Medium
3031V500M_K_WE | DIMMERMECHANISMWITHROTARYON/OFF | 363000 | 330000 | #REF! | Thanh Long | In Price Book | 1.3 CL A format and accessories Medium
3032USB_WE | 2 Ports 2.1A USB, 2M Size, White | 520300 | 473000 | #REF! | Thanh Long | In Price Book | 1.3 CL A format and accessories Medium
3039M_G19 | 3 POSITION SWITCH | 300300 | 273000 | #REF! | Thanh Long | In Price Book | 1.3 CL A format and accessories Medium
30M_G19 | 10A 2 WAY SWITCH | 49500 | 45000 | #REF! | Thanh Long | In Price Book | 1.3 CL A format and accessories Medium
30MBP2_3J_G19 | 3A BELL SWITCH | 84700 | 77000 | #REF! | Thanh Long | In Price Book | 1.3 CL A format and accessories Medium
30MD20_WE_G19 | 20A DP MECH | 169400 | 154000 | #REF! | Thanh Long | In Price Book | 1.3 CL A format and accessories Medium
30TV75MS_G19 | 75 OHM TV/FM CO AXIAL SOCKET | 84700 | 77000 | #REF! | Thanh Long | In Price Book | 1.6 CL A format and accessories Optimum
31AVH_G19 | 1 GANG PLATE | 26400 | 24000 | #REF! | Thanh Long | In Price Book | 1.3 CL A format and accessories Medium
31AVMCB_G19 | PLATE FOR SAFETY BREAKER | 48400 | 44000 | #REF! | Thanh Long | In Price Book | 1.3 CL A format and accessories Medium
31AVX_G19 | BLANK PLATE | 48400 | 44000 | #REF! | Thanh Long | In Price Book | 1.3 CL A format and accessories Medium
31AWP_WE | SINGLE GANG WATER | 291500 | 265000 | #REF! | Thanh Long | In Price Book | 1.3 CL A format and accessories Medium
32AVH_G19 | 2 GANG PLATE | 26400 | 24000 | #REF! | Thanh Long | In Price Book | 1.3 CL A format and accessories Medium
32V400FM_K_WE | FAN CONTROL W/HS KNOB | 314600 | 286000 | #REF! | Thanh Long | In Price Book | 1.3 CL A format and accessories Medium
32V500M_K_WE | DIMMER MECH.W/PLAIN KNOB | 290400 | 264000 | #REF! | Thanh Long | In Price Book | 1.3 CL A format and accessories Medium
33AVH_G19 | 3 GANG PLATE | 26400 | 24000 | #REF! | Thanh Long | In Price Book | 1.3 CL A format and accessories Medium
3426UEST2M_G19 | 16A 3 PIN TWIN SOCKET | 105600 | 96000 | #REF! | Thanh Long | In Price Book | 1.3 CL A format and accessories Medium
3426UESTM_G19 | 16A 3 PIN SOCKET | 72600 | 66000 | #REF! | Thanh Long | In Price Book | 1.3 CL A format and accessories Medium
3426USM_G19 | 16A 2 PIN SOCKET | 39600 | 36000 | #REF! | Thanh Long | In Price Book | 1.3 CL A format and accessories Medium
34AVH_G19 | 4 GANG FLUSH PLATE | 48400 | 44000 | #REF! | Thanh Long | In Price Book | 1.3 CL A format and accessories Medium
35AVH_G19 | 5GangPlate-Aperture115x73mm | 48400 | 44000 | #REF! | Thanh Long | In Price Book | 1.3 CL A format and accessories Medium
36AVH_G19 | 6 GANG FLUSH PLATE | 48400 | 44000 | #REF! | Thanh Long | In Price Book | 1.3 CL A format and accessories Medium
8430LP_BZ_G19 | blank COV 3M sized | 26400 | 24000 | #REF! | Thanh Long | In Price Book | 1.6 CL A format and accessories Optimum
8430LP_WE_G19 | blank COV 3M sized | 23100 | 21000 | #REF! | Thanh Long | In Price Book | 1.6 CL A format and accessories Optimum
8430SDND_BZ_G19 | 250V DND Courtesy DisplaY | 363000 | 330000 | #REF! | Thanh Long | In Price Book | 1.6 CL A format and accessories Optimum
8430SDND_WE_G19 | 250V DND COURTESY DISPLAY | 300300 | 273000 | #REF! | Thanh Long | In Price Book | 1.6 CL A format and accessories Optimum
8430SNGN_BZ_G19 | 250V LED INDICATOR GN | 181500 | 165000 | #REF! | Thanh Long | In Price Book | 1.6 CL A format and accessories Optimum
8430SNGN_WE_G19 | 250V LED INDICATOR GN | 161700 | 147000 | #REF! | Thanh Long | In Price Book | 1.6 CL A format and accessories Optimum
8430SNRD_BZ_G19 | 250V LED INDICATOR RD | 181500 | 165000 | #REF! | Thanh Long | In Price Book | 1.6 CL A format and accessories Optimum
8430SNRD_WE_G19 | 250V LED INDICATOR RD | 161700 | 147000 | #REF! | Thanh Long | In Price Book | 1.6 CL A format and accessories Optimum
8430SP_BZ_G19 | blank COV 1M sized | 12100 | 11000 | #REF! | Thanh Long | In Price Book | 1.6 CL A format and accessories Optimum
8430SP_WE_G19 | BLANK COV 1M SIZED | 9900 | 9000 | #REF! | Thanh Long | In Price Book | 1.6 CL A format and accessories Optimum
8430SPCU_BZ_G19 | 250V PCU Courtesy DisplaY | 363000 | 330000 | #REF! | Thanh Long | In Price Book | 1.6 CL A format and accessories Optimum
8430SPCU_WE_G19 | 250V PCU COURTESY DISPLAY | 300300 | 273000 | #REF! | Thanh Long | In Price Book | 1.6 CL A format and accessories Optimum
8431L_1_BZ_G19 | 250V 16AX 1G1W SW 3M sized | 115500 | 105000 | #REF! | Thanh Long | In Price Book | 1.6 CL A format and accessories Optimum
8431L_1_WE_G19 | 250V 16AX 1G1W SW 3M SIZED | 104500 | 95000 | #REF! | Thanh Long | In Price Book | 1.6 CL A format and accessories Optimum
8431L_2_BZ_G19 | 250V 16AX 1G2W SW 3M sized | 150700 | 137000 | #REF! | Thanh Long | In Price Book | 1.6 CL A format and accessories Optimum
8431L_2_WE_G19 | 250V 16AX 1G2W SW 3M SIZED | 138600 | 126000 | #REF! | Thanh Long | In Price Book | 1.6 CL A format and accessories Optimum
8431M_1_BZ_G19 | 250V 16AX 1G1W SW 1.5M sized | 104500 | 95000 | #REF! | Thanh Long | In Price Book | 1.6 CL A format and accessories Optimum
8431M_1_WE_G19 | 250V 16AX 1G1W SW 1.5M SIZED | 92400 | 84000 | #REF! | Thanh Long | In Price Book | 1.6 CL A format and accessories Optimum
8431M_2_BZ_G19 | 250V 16AX 1G2W SW 1.5M sized | 135300 | 123000 | #REF! | Thanh Long | In Price Book | 1.6 CL A format and accessories Optimum
8431M_2_WE_G19 | 250V 16AX 1G2W SW 1.5M SIZED | 115500 | 105000 | #REF! | Thanh Long | In Price Book | 1.6 CL A format and accessories Optimum
8431M_3_BZ_G19 | 250V 16AX 1G IM SW 1.5M sized | 170500 | 155000 | #REF! | Thanh Long | In Price Book | 1.6 CL A format and accessories Optimum
8431M_3_WE_G19 | 250V 16AX 1G IM SW 1.5M SIZED | 150700 | 137000 | #REF! | Thanh Long | In Price Book | 1.6 CL A format and accessories Optimum
8431MD20_BZ_G19 | 250V 20A 1G DP SW 1.5M SIZED | 316800 | 288000 | #REF! | Thanh Long | In Price Book | 1.6 CL A format and accessories Optimum
8431MD20_WE_G19 | 250V 20A 1G DP SW 1.5M SIZED | 266200 | 242000 | #REF! | Thanh Long | In Price Book | 1.6 CL A format and accessories Optimum
8431S_1_BZ_G19 | 250V 16AX 1G1W SW 1M sized | 93500 | 85000 | #REF! | Thanh Long | In Price Book | 1.6 CL A format and accessories Optimum
8431S_1_WE_G19 | 250V 16AX 1G1W SW 1M SIZED | 72600 | 66000 | #REF! | Thanh Long | In Price Book | 1.6 CL A format and accessories Optimum
8431S_2_BZ_G19 | 250V 16AX 1G2W SW 1M sized | 115500 | 105000 | #REF! | Thanh Long | In Price Book | 1.6 CL A format and accessories Optimum
8431S_2_WE_G19 | 250V 16AX 1G2W SW 1M SIZED | 95700 | 87000 | #REF! | Thanh Long | In Price Book | 1.6 CL A format and accessories Optimum
8431SBP_BZ_G19 | 250V 4A 1G BP SW 1M SIZED | 136400 | 124000 | #REF! | Thanh Long | In Price Book | 1.6 CL A format and accessories Optimum
8431SBP_WE_G19 | 250V 4A 1G BP SW 1M SIZED | 127600 | 116000 | #REF! | Thanh Long | In Price Book | 1.6 CL A format and accessories Optimum
8431SDND_BZ_G19 | 250V DND 2 WAY CONTROL SW | 498300 | 453000 | #REF! | Thanh Long | In Price Book | 1.6 CL A format and accessories Optimum
8431SDND_WE_G19 | 250V DND 2 WAY CONTROL SW | 415800 | 378000 | #REF! | Thanh Long | In Price Book | 1.6 CL A format and accessories Optimum
8431SPCU_BZ_G19 | 250V PCU 2 WAY CONTROL SW | 498300 | 453000 | #REF! | Thanh Long | In Price Book | 1.6 CL A format and accessories Optimum
8431SPCU_WE_G19 | 250V PCU 2 WAY CONTROL SW | 415800 | 378000 | #REF! | Thanh Long | In Price Book | 1.6 CL A format and accessories Optimum
8431SRJ4_BZ_G19 | TELEPHONE OUTLET W/SH | 149600 | 136000 | #REF! | Thanh Long | In Price Book | 1.6 CL A format and accessories Optimum
8431SRJ4_WE_G19 | TELEPHONE OUTLET W/SH | 132000 | 120000 | #REF! | Thanh Long | In Price Book | 1.6 CL A format and accessories Optimum
8431SRJ6V_BZ_G19 | KEYSTONE CAT6 1M SIZED D OUTLET W/SH | 294800 | 268000 | #REF! | Thanh Long | In Price Book | 1.6 CL A format and accessories Optimum
8431SRJ6V_WE_G19 | KEYSTONE CAT6 1M SIZED D OUTLET W/SH | 254100 | 231000 | #REF! | Thanh Long | In Price Book | 1.6 CL A format and accessories Optimum
8431STV_BZ_G19 | 5MHZ-860MHZ COXIAL TV OUTLET 1M SIZED | 149600 | 136000 | #REF! | Thanh Long | In Price Book | 1.6 CL A format and accessories Optimum
8431STV_WE_G19 | 5MHZ 860MHZ COXIAL TV OUTLET 1M SIZED | 132000 | 120000 | #REF! | Thanh Long | In Price Book | 1.6 CL A format and accessories Optimum
8431USB_BZ | 1 Port 2.1A USB, 1M Size, Bronze | 451000 | 410000 | #REF! | Thanh Long | In Price Book | 1.6 CL A format and accessories Optimum
8431USB_WE | 1 Port 2.1A USB, 1M Size, White | 392700 | 357000 | #REF! | Thanh Long | In Price Book | 1.6 CL A format and accessories Optimum
8432USB_BZ | 2 Ports 2.1A USB, 2M Size, Bronze | 646800 | 588000 | #REF! | Thanh Long | In Price Book | 1.6 CL A format and accessories Optimum
8432USB_WE | 2 Ports 2.1A USB, 2M Size, White | 543400 | 494000 | #REF! | Thanh Long | In Price Book | 1.6 CL A format and accessories Optimum
84426LUES2_BZ_G19 | 250V 16A Twin 3 Pin UNI 3M sized SKT | 170500 | 155000 | #REF! | Thanh Long | In Price Book | 1.6 CL A format and accessories Optimum
84426LUES2_WE_G19 | 250V 16A TWIN 3 PIN UNI 3M SIZED SKT | 150700 | 137000 | #REF! | Thanh Long | In Price Book | 1.6 CL A format and accessories Optimum
84426MUES_BZ_G19 | 250V 16A Single 3 Pin UNI 2M sized SKT | 147400 | 134000 | #REF! | Thanh Long | In Price Book | 1.6 CL A format and accessories Optimum
84426MUES_WE_G19 | 250V 16A SINGLE 3 PIN UNI 2M SIZED SKT | 127600 | 116000 | #REF! | Thanh Long | In Price Book | 1.6 CL A format and accessories Optimum
84426SUS_BZ_G19 | 250V 10A Single 2 Pin UNI 1M sized SKT | 79200 | 72000 | #REF! | Thanh Long | In Price Book | 1.6 CL A format and accessories Optimum
84426SUS_WE_G19 | 250V 10A SINGLE 2 PIN UNI 1M SIZED SKT | 69300 | 63000 | #REF! | Thanh Long | In Price Book | 1.6 CL A format and accessories Optimum
99AC220 | 220V 2-WIRE MECHANICAL DOOR CHIME | 323400 | 294000 | #REF! | Thanh Long | In Price Book | 1.3 CL A format and accessories Medium
A3000_G19 | GRID PLATE WITH PLASTIC SINGLE | 18700 | 17000 | #REF! | Thanh Long | In Price Book | 1.3 CL A format and accessories Medium
A3000T2_G19 | TWIN FLUSH PLATE WITH PLASTIC GRID | 44000 | 40000 | #REF! | Thanh Long | In Price Book | 1.3 CL A format and accessories Medium
A3001_G19 | ONE GANG FLUSH PLATE | 18700 | 17000 | #REF! | Thanh Long | In Price Book | 1.3 CL A format and accessories Medium
A3001MCB_WE_G19 | Cover for 1P MCB | 22000 | 20000 | #REF! | Thanh Long | In Price Book | 1.3 CL A format and accessories Medium
A3001SB_WE_G19 | Cover for safety breaker | 12100 | 11000 | #REF! | Thanh Long | In Price Book | 1.3 CL A format and accessories Medium
A3002_G19 | 2 GANG FLUSH PLATE | 18700 | 17000 | #REF! | Thanh Long | In Price Book | 1.3 CL A format and accessories Medium
A3002MCB_WE_G19 | Cover for 2P MCB | 22000 | 20000 | #REF! | Thanh Long | In Price Book | 1.3 CL A format and accessories Medium
A3004T2_WE_G19 | 4G Plate | 44000 | 40000 | #REF! | Thanh Long | In Price Book | 1.3 CL A format and accessories Medium
A3030VX_G19 | GRID PLATE WITH PLASTIC SINGLE | 19800 | 18000 | #REF! | Thanh Long | In Price Book | 1.3 CL A format and accessories Medium
A3031EKT_WE | 250V KEY CARD SWITCH, VERTICAL | 906400 | 824000 | #REF! | Thanh Long | In Price Book | 1.3 CL A format and accessories Medium
A3031WBP_GY_G19 | IP44 Door Bell _Grey | 277200 | 252000 | #REF! | Thanh Long | In Price Book | 1.6 CL A format and accessories Optimum
A3031WBP_WE_G19 | WEATHERPROOF BELL PRESS WHITE | 277200 | 252000 | #REF! | Thanh Long | In Price Book | 1.6 CL A format and accessories Optimum
A3223HR | C-CONCEPT WEATHER PROOF COVER WHITE | 335500 | 305000 | #REF! | Thanh Long | In Price Book | 1.3 CL A format and accessories Medium
A3223HSMR_G19 | C-CONCEPT WEATHERPROOF COVER W BOX WHITE | 462000 | 420000 | #REF! | Thanh Long | In Price Book | 1.3 CL A format and accessories Medium
A3223HSMR_GY_G19 | C-C WEATHERPROOF COVER WITH WALL BOX(GY) | 440000 | 400000 | #REF! | Thanh Long | In Price Book | 1.3 CL A format and accessories Medium
A3727_WE | SHAVER SOCKET,240V,VERTICAL | 1386000 | 1260000 | #REF! | Thanh Long | In Price Book | 1.3 CL A format and accessories Medium
A3B050_G19 | 86 x 86mm Flush Mounted Plastic Wall Box | 27500 | 25000 | #REF! | Thanh Long | In Price Book | 1.4 CL E format and accessories Medium
A8401L_SZ_G19 | Surround & GP for 3M size,SZ | 55000 | 50000 | #REF! | Thanh Long | In Price Book | 1.6 CL A format and accessories Optimum
A8401L_WE_G19 | Surround & GP for 3M size,WE | 39600 | 36000 | #REF! | Thanh Long | In Price Book | 1.6 CL A format and accessories Optimum
A8401M_SZ_G19 | Surround & GP for 1.5M size,SZ | 55000 | 50000 | #REF! | Thanh Long | In Price Book | 1.6 CL A format and accessories Optimum
A8401M_WE_G19 | Surround & GP for 1.5M size,WE | 39600 | 36000 | #REF! | Thanh Long | In Price Book | 1.6 CL A format and accessories Optimum
A8401MCB_SZ_G19 | Cover for 1P MCB | 55000 | 50000 | #REF! | Thanh Long | In Price Book | 1.6 CL A format and accessories Optimum
A8401MCB_WE_G19 | Cover for 1P MCB | 39600 | 36000 | #REF! | Thanh Long | In Price Book | 1.6 CL A format and accessories Optimum
A8401S_SZ_G19 | Surround & GP for 1M size,SZ | 55000 | 50000 | #REF! | Thanh Long | In Price Book | 1.6 CL A format and accessories Optimum
A8401S_WE_G19 | Surround & GP for 1M size,WE | 39600 | 36000 | #REF! | Thanh Long | In Price Book | 1.6 CL A format and accessories Optimum
A8401SB_SZ_G19 | Cover for safety breaker | 23100 | 21000 | #REF! | Thanh Long | In Price Book | 1.6 CL A format and accessories Optimum
A8401SB_WE_G19 | Cover for safety breaker | 16500 | 15000 | #REF! | Thanh Long | In Price Book | 1.6 CL A format and accessories Optimum
A8402MCB_SZ_G19 | Cover for 2P MCB | 55000 | 50000 | #REF! | Thanh Long | In Price Book | 1.6 CL A format and accessories Optimum
A8402MCB_WE_G19 | Cover for 2P MCB | 39600 | 36000 | #REF! | Thanh Long | In Price Book | 1.6 CL A format and accessories Optimum
A8402S_SZ_G19 | 2G Plate, SZ | 55000 | 50000 | #REF! | Thanh Long | In Price Book | 1.6 CL A format and accessories Optimum
A8402S_WE_G19 | 2G Plate, WE | 39600 | 36000 | #REF! | Thanh Long | In Price Book | 1.6 CL A format and accessories Optimum
A8431EKT_SZ | 240V 16A Key Card SW w/Time Delay | 1314500 | 1195000 | #REF! | Thanh Long | In Price Book | 1.6 CL A format and accessories Optimum
A8431EKT_WE | 240V 16A Key Card SW w/Time Delay | 1167100 | 1061000 | #REF! | Thanh Long | In Price Book | 1.6 CL A format and accessories Optimum
A84727_SZ | SHAVER SOCKET | 2956800 | 2688000 | #REF! | Thanh Long | In Price Book | 1.6 CL A format and accessories Optimum
A84727_WE | SHAVER SOCKET | 2391400 | 2174000 | #REF! | Thanh Long | In Price Book | 1.6 CL A format and accessories Optimum
A84T02L_SZ_G19 | DUPLEX SURROUND & GP FOR 2 X 3M SIZE, SZ | 101200 | 92000 | #REF! | Thanh Long | In Price Book | 1.6 CL A format and accessories Optimum
A84T02L_WE_G19 | DUPLEX SURROUND & GP FOR 2 X 3M SIZE | 71500 | 65000 | #REF! | Thanh Long | In Price Book | 1.6 CL A format and accessories Optimum
A84T04L_SZ_G19 | 4G Plate | 101200 | 92000 | #REF! | Thanh Long | In Price Book | 1.6 CL A format and accessories Optimum
A84T04L_WE_G19 | 4G Plate | 71500 | 65000 | #REF! | Thanh Long | In Price Book | 1.6 CL A format and accessories Optimum
A9A26924 | SDS MCB ACCiOF1NO/NC | 430100 | 391000 | #REF! | Thanh Long | In Price Book | 2.4 FDB and accessories Optimum
A9A26927 | Acti-9 SD (alarm switch) | 430100 | 391000 | #REF! | Thanh Long | In Price Book | 2.4 FDB and accessories Optimum
A9A26929 | OF/SD+OF | 453200 | 412000 | #REF! | Thanh Long | In Price Book | 2.4 FDB and accessories Optimum
A9A26946 | A9 iMX+OF 100~415V | 1699500 | 1545000 | #REF! | Thanh Long | In Price Book | 2.4 FDB and accessories Optimum
A9A26947 | ACTI9 IMX-OF 48VAC 48VDC SHUNT RELEASE W | 1620300 | 1473000 | #REF! | Thanh Long | In Price Book | 2.4 FDB and accessories Optimum
A9A26948 | ACTI9 IMX-OF 12-24VAC 12-24VDC SHUNT REL | 1620300 | 1473000 | #REF! | Thanh Long | In Price Book | 2.4 FDB and accessories Optimum
A9A26960 | Acti-9 MN (undervoltage trip) 50 / 60HZ | 1983300 | 1803000 | #REF! | Thanh Long | In Price Book | 2.4 FDB and accessories Optimum
A9A27062 | ACTI9 5X SPACER 9MM IC60 IID ICT | 392700 | 357000 | #REF! | Thanh Long | In Price Book | 2.3 IC60N and FDA Optimum
A9C20132 | ICT25A 2NO 24VAC 50HZ CONTACTOR | 1074700 | 977000 | #REF! | Thanh Long | In Price Book | 2.3 IC60N and FDA Optimum
A9C20134 | ICT25A 4NO 24VAC 50HZ CONTACTOR | 1513600 | 1376000 | #REF! | Thanh Long | In Price Book | 2.3 IC60N and FDA Optimum
A9C20137 | ICT25A 4NC 24VAC 50HZ CONTACTOR | 1732500 | 1575000 | #REF! | Thanh Long | In Price Book | 2.3 IC60N and FDA Optimum
A9C20162 | iCT63A 2NO 24Vac 50HZ contactor | 2587200 | 2352000 | #REF! | Thanh Long | In Price Book | 2.3 IC60N and FDA Optimum
A9C20731 | ACTI9 ICT 25A 1NO 230-240 VAC CONTACTOR | 820600 | 746000 | #REF! | Thanh Long | In Price Book | 2.3 IC60N and FDA Optimum
A9C20732 | ACTI9 ICT 25A 2NO 230-240 VAC CONTACTOR | 1247400 | 1134000 | #REF! | Thanh Long | In Price Book | 2.3 IC60N and FDA Optimum
A9C20736 | ICT25A 2NC 230...240VAC 50HZ CONTACTOR | 1028500 | 935000 | #REF! | Thanh Long | In Price Book | 2.3 IC60N and FDA Optimum
A9C20833 | ACTI9 ICT 25A 3NO 220-240 VAC CONTACTOR | 1131900 | 1029000 | #REF! | Thanh Long | In Price Book | 2.3 IC60N and FDA Optimum
A9C20834 | ACTI9 ICT 25A 4NO 220-240 VAC CONTACTOR | 1316700 | 1197000 | #REF! | Thanh Long | In Price Book | 2.3 IC60N and FDA Optimum
A9C20837 | ICT25A 4NC 220...240VAC 50HZ CONTACTOR | 1501500 | 1365000 | #REF! | Thanh Long | In Price Book | 2.3 IC60N and FDA Optimum
A9C20838 | ICT25A 2NO 2NC 220...240VAC 50HZ CONTACT | 1409100 | 1281000 | #REF! | Thanh Long | In Price Book | 2.3 IC60N and FDA Optimum
A9C20842 | ACTI9 ICT 40A 2NO 220-240 VAC CONTACTOR | 1501500 | 1365000 | #REF! | Thanh Long | In Price Book | 2.3 IC60N and FDA Optimum
A9C20843 | ACTI9 ICT 40A 3NO 220-240 VAC CONTACTOR | 1801800 | 1638000 | #REF! | Thanh Long | In Price Book | 2.3 IC60N and FDA Optimum
A9C20844 | ACTI9 ICT 40A 4NO 220-240 VAC CONTACTOR | 1998700 | 1817000 | #REF! | Thanh Long | In Price Book | 2.3 IC60N and FDA Optimum
A9C20847 | ICT40A 4NC 220...240VAC 50HZ CONTACTOR | 2402400 | 2184000 | #REF! | Thanh Long | In Price Book | 2.3 IC60N and FDA Optimum
A9C20862 | ICT63A 2NO 220...240VAC 50HZ CONTACTOR | 2252800 | 2048000 | #REF! | Thanh Long | In Price Book | 2.3 IC60N and FDA Optimum
A9C20863 | ICT63A 3NO | 2702700 | 2457000 | #REF! | Thanh Long | In Price Book | 2.3 IC60N and FDA Optimum
A9C20864 | ICT63A 4NO 220...240VAC 50HZ CONTACTOR | 3003000 | 2730000 | #REF! | Thanh Long | In Price Book | 2.3 IC60N and FDA Optimum
A9C20867 | ICT63A 4NC 220...240VAC 50HZ CONTACTOR | 3603600 | 3276000 | #REF! | Thanh Long | In Price Book | 2.3 IC60N and FDA Optimum
A9C20868 | ICT63A 2NO 2NC 220...240VAC 50HZ CONTACT | 3384700 | 3077000 | #REF! | Thanh Long | In Price Book | 2.3 IC60N and FDA Optimum
A9C20882 | ICT 100A 2NO 220..240VAC 50HZ CONTACTOR | 6098400 | 5544000 | #REF! | Thanh Long | In Price Book | 2.3 IC60N and FDA Optimum
A9C20884 | ICT100A 4NO 220...240VAC 50HZ CONTACTOR | 8536000 | 7760000 | #REF! | Thanh Long | In Price Book | 2.3 IC60N and FDA Optimum
A9C22712 | ICT16A 2NO 230...240VAC 50HZ CONTACTOR | 913000 | 830000 | #REF! | Thanh Long | In Price Book | 2.3 IC60N and FDA Optimum
A9C22715 | ACTI9 ICT 16A 1NO AND 1NC 230-240 VAC CO | 959200 | 872000 | #REF! | Thanh Long | In Price Book | 2.3 IC60N and FDA Optimum
A9C30811 | ITL 16A 1NO 230/240VAC 110VDC 50-60HZ | 485100 | 441000 | #REF! | Thanh Long | In Price Book | 2.3 IC60N and FDA Optimum
A9C30812 | ACTI9 ITL16A 2NO 230/240VAC 50-60HZ 110V | 751300 | 683000 | #REF! | Thanh Long | In Price Book | 2.3 IC60N and FDA Optimum
A9C30815 | ACTI9 ITLI 16A 1NO 1NF 230...240VAC 50-6 | 993300 | 903000 | #REF! | Thanh Long | In Price Book | 2.3 IC60N and FDA Optimum
A9C30831 | ACTI9 ITL 32A 1P 230VAC/110VDC IMPULSE R | 889900 | 809000 | #REF! | Thanh Long | In Price Book | 2.3 IC60N and FDA Optimum
A9C32816 | ACTI9 IETL16A 1O-F ET 1NO 230/240VAC 50- | 1167100 | 1061000 | #REF! | Thanh Long | In Price Book | 2.3 IC60N and FDA Optimum
A9C32836 | ACTI9 IETL 32A 1NO 230...240VAC 50-60HZ | 889900 | 809000 | #REF! | Thanh Long | In Price Book | 2.3 IC60N and FDA Optimum
A9C33811 | ACTI9 ITLC 16A 1NO 230...240VAC 50-60HZ | 1224300 | 1113000 | #REF! | Thanh Long | In Price Book | 2.3 IC60N and FDA Optimum
A9D31606 | ACTI 9 IDPN N VIGI C 6A 1PPN 30MA AC 600 | 2043800 | 1858000 | #REF! | Thanh Long | In Price Book | 2.3 IC60N and FDA Optimum
A9D31610 | ACTI 9 IDPN N VIGI C 10A 1PPN 30MA AC 60 | 2043800 | 1858000 | #REF! | Thanh Long | In Price Book | 2.3 IC60N and FDA Optimum
A9D31616 | ACTI 9 IDPN N VIGI C 16A 1PPN 30MA AC 60 | 2043800 | 1858000 | #REF! | Thanh Long | In Price Book | 2.3 IC60N and FDA Optimum
A9D31620 | ACTI 9 IDPN N VIGI C 20A 1PPN 30MA AC 60 | 2043800 | 1858000 | #REF! | Thanh Long | In Price Book | 2.3 IC60N and FDA Optimum
A9D31625 | ACTI 9 IDPN N VIGI C 25A 1PPN 30MA AC 60 | 2244000 | 2040000 | #REF! | Thanh Long | In Price Book | 2.3 IC60N and FDA Optimum
A9D31632 | ACTI 9 IDPN N VIGI C 32A 1PPN 30MA AC 60 | 2244000 | 2040000 | #REF! | Thanh Long | In Price Book | 2.3 IC60N and FDA Optimum
A9D31640 | ACTI 9 IDPN N VIGI C 40A 1PPN 30MA AC 60 | 2244000 | 2040000 | #REF! | Thanh Long | In Price Book | 2.3 IC60N and FDA Optimum
A9D41606 | ACTI 9 IDPN N VIGI C 6A 1PPN 300MA AC 60 | 2217600 | 2016000 | #REF! | Thanh Long | In Price Book | 2.3 IC60N and FDA Optimum
A9D41610 | ACTI 9 IDPN N VIGI C 10A 1PPN 300MA AC 6 | 2217600 | 2016000 | #REF! | Thanh Long | In Price Book | 2.3 IC60N and FDA Optimum
A9D41616 | ACTI 9 IDPN N VIGI C 16A 1PPN 300MA AC 6 | 2217600 | 2016000 | #REF! | Thanh Long | In Price Book | 2.3 IC60N and FDA Optimum
A9D41620 | ACTI 9 IDPN N VIGI C 20A 1PPN 300MA AC 6 | 2414500 | 2195000 | #REF! | Thanh Long | In Price Book | 2.3 IC60N and FDA Optimum
A9D41625 | ACTI 9 IDPN N VIGI C 25A 1PPN 300MA AC 6 | 2414500 | 2195000 | #REF! | Thanh Long | In Price Book | 2.3 IC60N and FDA Optimum
A9D41632 | ACTI 9 IDPN N VIGI C 32A 1PPN 300MA AC 6 | 2414500 | 2195000 | #REF! | Thanh Long | In Price Book | 2.3 IC60N and FDA Optimum
A9D41640 | ACTI 9 IDPN N VIGI C 40A 1PPN 300MA AC 6 | 2414500 | 2195000 | #REF! | Thanh Long | In Price Book | 2.3 IC60N and FDA Optimum
A9E16065 | IRTA 2P UC 24-240 VCA/24VCC RELAY TIME D | 1826000 | 1660000 | #REF! | Thanh Long | In Price Book | 2.3 IC60N and FDA Optimum
A9F74106 | ACTI9 IC60N 1P 6A C | 192500 | 175000 | #REF! | Thanh Long | In Price Book | 2.3 IC60N and FDA Optimum
A9F74110 | ACTI9 IC60N 1P 10A C | 192500 | 175000 | #REF! | Thanh Long | In Price Book | 2.3 IC60N and FDA Optimum
A9F74116 | ACTI9 IC60N 1P 16A C | 192500 | 175000 | #REF! | Thanh Long | In Price Book | 2.3 IC60N and FDA Optimum
A9F74120 | ACTI9 IC60N 1P 20A C | 192500 | 175000 | #REF! | Thanh Long | In Price Book | 2.3 IC60N and FDA Optimum
A9F74125 | ACTI9 IC60N 1P 25A C | 192500 | 175000 | #REF! | Thanh Long | In Price Book | 2.3 IC60N and FDA Optimum
A9F74132 | ACTI9 IC60N 1P 32A C | 231000 | 210000 | #REF! | Thanh Long | In Price Book | 2.3 IC60N and FDA Optimum
A9F74140 | ACTI9 IC60N 1P40A C | 231000 | 210000 | #REF! | Thanh Long | In Price Book | 2.3 IC60N and FDA Optimum
A9F74150 | ACTI9 IC60N 1P 50A C | 327800 | 298000 | #REF! | Thanh Long | In Price Book | 2.3 IC60N and FDA Optimum
A9F74163 | ACTI9 IC60N 1P 63A C | 327800 | 298000 | #REF! | Thanh Long | In Price Book | 2.3 IC60N and FDA Optimum
A9F74206 | ACTI9 IC60N 2P 6A C | 532400 | 484000 | #REF! | Thanh Long | In Price Book | 2.3 IC60N and FDA Optimum
A9F74210 | ACTI9 IC60N 2P 10A C | 532400 | 484000 | #REF! | Thanh Long | In Price Book | 2.3 IC60N and FDA Optimum
A9F74216 | ACTI9 IC60N 2P 16A C | 532400 | 484000 | #REF! | Thanh Long | In Price Book | 2.3 IC60N and FDA Optimum
A9F74220 | ACTI9 IC60N 2P 20A C | 532400 | 484000 | #REF! | Thanh Long | In Price Book | 2.3 IC60N and FDA Optimum
A9F74225 | ACTI9 IC60N 2P 25A C | 550000 | 500000 | #REF! | Thanh Long | In Price Book | 2.3 IC60N and FDA Optimum
A9F74232 | ACTI9 IC60N 2P 32A C | 583000 | 530000 | #REF! | Thanh Long | In Price Book | 2.3 IC60N and FDA Optimum
A9F74240 | ACTI9 IC60N 2P 40A C | 660000 | 600000 | #REF! | Thanh Long | In Price Book | 2.3 IC60N and FDA Optimum
A9F74250 | ACTI9 IC60N 2P 50A C | 946000 | 860000 | #REF! | Thanh Long | In Price Book | 2.3 IC60N and FDA Optimum
A9F74263 | ACTI9 IC60N 2P 63A C | 946000 | 860000 | #REF! | Thanh Long | In Price Book | 2.3 IC60N and FDA Optimum
A9F74306 | ACTI9 IC60N 3P 6A C | 804100 | 731000 | #REF! | Thanh Long | In Price Book | 2.3 IC60N and FDA Optimum
A9F74310 | ACTI9 IC60N 3P 10A C | 804100 | 731000 | #REF! | Thanh Long | In Price Book | 2.3 IC60N and FDA Optimum
A9F74316 | ACTI9 IC60N 3P 16A C | 804100 | 731000 | #REF! | Thanh Long | In Price Book | 2.3 IC60N and FDA Optimum
A9F74320 | ACTI9 IC60N 3P 20A C | 804100 | 731000 | #REF! | Thanh Long | In Price Book | 2.3 IC60N and FDA Optimum
A9F74325 | ACTI9 IC60N 3P 25A C | 804100 | 731000 | #REF! | Thanh Long | In Price Book | 2.3 IC60N and FDA Optimum
A9F74332 | ACTI9 IC60N 3P 32A C | 831600 | 756000 | #REF! | Thanh Long | In Price Book | 2.3 IC60N and FDA Optimum
A9F74340 | ACTI9 IC60N 3P 40A C | 946000 | 860000 | #REF! | Thanh Long | In Price Book | 2.3 IC60N and FDA Optimum
A9F74350 | ACTI9 IC60N 3P 50A C | 1331000 | 1210000 | #REF! | Thanh Long | In Price Book | 2.3 IC60N and FDA Optimum
A9F74363 | ACTI9 IC60N 3P 63A C | 1331000 | 1210000 | #REF! | Thanh Long | In Price Book | 2.3 IC60N and FDA Optimum
A9F74406 | ACTI9 IC60N 4P 6A C | 1199000 | 1090000 | #REF! | Thanh Long | In Price Book | 2.3 IC60N and FDA Optimum
A9F74410 | ACTI9 IC60N 4P 10A C | 1199000 | 1090000 | #REF! | Thanh Long | In Price Book | 2.3 IC60N and FDA Optimum
A9F74416 | ACTI9 IC60N 4P 16A C | 1199000 | 1090000 | #REF! | Thanh Long | In Price Book | 2.3 IC60N and FDA Optimum
A9F74420 | ACTI9 IC60N 4P 20A C | 1199000 | 1090000 | #REF! | Thanh Long | In Price Book | 2.3 IC60N and FDA Optimum
A9F74425 | ACTI9 IC60N 4P 25A C | 1254000 | 1140000 | #REF! | Thanh Long | In Price Book | 2.3 IC60N and FDA Optimum
A9F74432 | ACTI9 IC60N 4P 32A C | 1370600 | 1246000 | #REF! | Thanh Long | In Price Book | 2.3 IC60N and FDA Optimum
A9F74440 | ACTI9 IC60N 4P 40A C | 1595000 | 1450000 | #REF! | Thanh Long | In Price Book | 2.3 IC60N and FDA Optimum
A9F74450 | ACTI9 IC60N 4P 50A C | 2057000 | 1870000 | #REF! | Thanh Long | In Price Book | 2.3 IC60N and FDA Optimum
A9F74463 | ACTI9 IC60N 4P 63A C | 2057000 | 1870000 | #REF! | Thanh Long | In Price Book | 2.3 IC60N and FDA Optimum
A9F84106 | ACTI9 IC60H 1P 6A C | 341000 | 310000 | #REF! | Thanh Long | In Price Book | 2.4 FDB and accessories Optimum
A9F84110 | ACTI9 IC60H 1P 10A C | 352000 | 320000 | #REF! | Thanh Long | In Price Book | 2.4 FDB and accessories Optimum
A9F84116 | ACTI9 IC60H 1P 16A C | 352000 | 320000 | #REF! | Thanh Long | In Price Book | 2.4 FDB and accessories Optimum
A9F84120 | ACTI9 IC60H 1P 20A C | 352000 | 320000 | #REF! | Thanh Long | In Price Book | 2.4 FDB and accessories Optimum
A9F84125 | ACTI9 IC60H 1P 25A C | 352000 | 320000 | #REF! | Thanh Long | In Price Book | 2.4 FDB and accessories Optimum
A9F84132 | ACTI9 IC60H 1P32A C | 374000 | 340000 | #REF! | Thanh Long | In Price Book | 2.4 FDB and accessories Optimum
A9F84140 | ACTI9 IC60H 1P40A C | 429000 | 390000 | #REF! | Thanh Long | In Price Book | 2.4 FDB and accessories Optimum
A9F84150 | ACTI9 IC60H 1P 50A C | 528000 | 480000 | #REF! | Thanh Long | In Price Book | 2.4 FDB and accessories Optimum
A9F84163 | ACTI9 IC60H 1P 63A C | 616000 | 560000 | #REF! | Thanh Long | In Price Book | 2.4 FDB and accessories Optimum
A9F84206 | ACTI9 IC60H 2P 6A C | 1178100 | 1071000 | #REF! | Thanh Long | In Price Book | 2.4 FDB and accessories Optimum
A9F84210 | ACTI9 IC60H 2P 10A C | 1178100 | 1071000 | #REF! | Thanh Long | In Price Book | 2.4 FDB and accessories Optimum
A9F84216 | ACTI9 IC60H 2P 16A C | 1178100 | 1071000 | #REF! | Thanh Long | In Price Book | 2.4 FDB and accessories Optimum
A9F84220 | ACTI9 IC60H 2P 20A C | 1178100 | 1071000 | #REF! | Thanh Long | In Price Book | 2.4 FDB and accessories Optimum
A9F84225 | ACTI9 IC60H 2P 25A C | 1279300 | 1163000 | #REF! | Thanh Long | In Price Book | 2.4 FDB and accessories Optimum
A9F84232 | ACTI9 IC60H 2P 32A C | 1335400 | 1214000 | #REF! | Thanh Long | In Price Book | 2.4 FDB and accessories Optimum
A9F84240 | ACTI9 IC60H 2P 40A C | 1514700 | 1377000 | #REF! | Thanh Long | In Price Book | 2.4 FDB and accessories Optimum
A9F84250 | ACTI9 IC60H 2P 50A C | 1896400 | 1724000 | #REF! | Thanh Long | In Price Book | 2.4 FDB and accessories Optimum
A9F84263 | ACTI9 IC60H 2P 63A C | 2053700 | 1867000 | #REF! | Thanh Long | In Price Book | 2.4 FDB and accessories Optimum
A9F84306 | ACTI9 IC60H 3P 6A C | 1789700 | 1627000 | #REF! | Thanh Long | In Price Book | 2.4 FDB and accessories Optimum
A9F84310 | ACTI9 IC60H 3P 10A C | 1789700 | 1627000 | #REF! | Thanh Long | In Price Book | 2.4 FDB and accessories Optimum
A9F84316 | ACTI9 IC60H 3P 16A C | 1789700 | 1627000 | #REF! | Thanh Long | In Price Book | 2.4 FDB and accessories Optimum
A9F84320 | ACTI9 IC60H 3P 20A C | 1881000 | 1710000 | #REF! | Thanh Long | In Price Book | 2.4 FDB and accessories Optimum
A9F84325 | ACTI9 IC60H 3P 25A C | 1949200 | 1772000 | #REF! | Thanh Long | In Price Book | 2.4 FDB and accessories Optimum
A9F84332 | ACTI9 IC60H 3P 32A C | 2062500 | 1875000 | #REF! | Thanh Long | In Price Book | 2.4 FDB and accessories Optimum
A9F84340 | ACTI9 IC60H 3P 40A C | 2300100 | 2091000 | #REF! | Thanh Long | In Price Book | 2.4 FDB and accessories Optimum
A9F84350 | ACTI9 IC60H 3P 50A C | 2866600 | 2606000 | #REF! | Thanh Long | In Price Book | 2.4 FDB and accessories Optimum
A9F84363 | ACTI9 IC60H 3P 63A C | 3149300 | 2863000 | #REF! | Thanh Long | In Price Book | 2.4 FDB and accessories Optimum
A9F84406 | ACTI9 IC60H 4P 6A C | 2524500 | 2295000 | #REF! | Thanh Long | In Price Book | 2.4 FDB and accessories Optimum
A9F84410 | ACTI9 IC60H 4P 10A C | 2524500 | 2295000 | #REF! | Thanh Long | In Price Book | 2.4 FDB and accessories Optimum
A9F84416 | ACTI9 IC60H 4P 16A C | 2524500 | 2295000 | #REF! | Thanh Long | In Price Book | 2.4 FDB and accessories Optimum
A9F84420 | ACTI9 IC60H 4P 20A C | 2681800 | 2438000 | #REF! | Thanh Long | In Price Book | 2.4 FDB and accessories Optimum
A9F84425 | ACTI9 IC60H 4P 25A C | 2805000 | 2550000 | #REF! | Thanh Long | In Price Book | 2.4 FDB and accessories Optimum
A9F84432 | ACTI9 IC60H 4P 32A C | 2928200 | 2662000 | #REF! | Thanh Long | In Price Book | 2.4 FDB and accessories Optimum
A9F84440 | ACTI9 IC60H 4P 40A C | 3331900 | 3029000 | #REF! | Thanh Long | In Price Book | 2.4 FDB and accessories Optimum
A9F84450 | ACTI9 IC60H 4P 50A C | 3905000 | 3550000 | #REF! | Thanh Long | In Price Book | 2.4 FDB and accessories Optimum
A9F84463 | ACTI9 IC60H 4P 63A C | 4196500 | 3815000 | #REF! | Thanh Long | In Price Book | 2.4 FDB and accessories Optimum
A9F94106 | ACTI9 IC60L 1P 6A C | 515900 | 469000 | #REF! | Thanh Long | In Price Book | 2.4 FDB and accessories Optimum
A9F94110 | ACTI9 IC60L 1P 10A C | 515900 | 469000 | #REF! | Thanh Long | In Price Book | 2.4 FDB and accessories Optimum
A9F94116 | ACTI9 IC60L 1P 16A C | 515900 | 469000 | #REF! | Thanh Long | In Price Book | 2.4 FDB and accessories Optimum
A9F94120 | ACTI9 IC60L 1P 20A C | 539000 | 490000 | #REF! | Thanh Long | In Price Book | 2.4 FDB and accessories Optimum
A9F94125 | ACTI9 IC60L 1P 25A C | 561000 | 510000 | #REF! | Thanh Long | In Price Book | 2.4 FDB and accessories Optimum
A9F94132 | ACTI9 IC60L 1P 32A C | 606100 | 551000 | #REF! | Thanh Long | In Price Book | 2.4 FDB and accessories Optimum
A9F94140 | ACTI9 IC60L 1P 40A C | 695200 | 632000 | #REF! | Thanh Long | In Price Book | 2.4 FDB and accessories Optimum
A9F94150 | ACTI9 IC60L 1P 50A C | 852500 | 775000 | #REF! | Thanh Long | In Price Book | 2.4 FDB and accessories Optimum
A9F94163 | ACTI9 IC60L 1P 63A C | 975700 | 887000 | #REF! | Thanh Long | In Price Book | 2.4 FDB and accessories Optimum
A9F94206 | ACTI9 IC60L 2P 6A C | 1380500 | 1255000 | #REF! | Thanh Long | In Price Book | 2.4 FDB and accessories Optimum
A9F94210 | ACTI9 IC60L 2P 10A C | 1380500 | 1255000 | #REF! | Thanh Long | In Price Book | 2.4 FDB and accessories Optimum
A9F94216 | ACTI9 IC60L 2P 16A C | 1380500 | 1255000 | #REF! | Thanh Long | In Price Book | 2.4 FDB and accessories Optimum
A9F94220 | ACTI9 IC60L 2P 20A C | 1402500 | 1275000 | #REF! | Thanh Long | In Price Book | 2.4 FDB and accessories Optimum
A9F94225 | ACTI9 IC60L 2P 25A C | 1469600 | 1336000 | #REF! | Thanh Long | In Price Book | 2.4 FDB and accessories Optimum
A9F94232 | ACTI9 IC60L 2P 32A C | 1525700 | 1387000 | #REF! | Thanh Long | In Price Book | 2.4 FDB and accessories Optimum
A9F94240 | ACTI9 IC60L 2P 40A C | 1717100 | 1561000 | #REF! | Thanh Long | In Price Book | 2.4 FDB and accessories Optimum
A9F94250 | ACTI9 IC60L 2P 50A C | 1963500 | 1785000 | #REF! | Thanh Long | In Price Book | 2.4 FDB and accessories Optimum
A9F94263 | ACTI9 IC60L 2P 63A C | 2120800 | 1928000 | #REF! | Thanh Long | In Price Book | 2.4 FDB and accessories Optimum
A9F94306 | ACTI9 IC60L 3P 6A C | 1840300 | 1673000 | #REF! | Thanh Long | In Price Book | 2.4 FDB and accessories Optimum
A9F94310 | ACTI9 IC60L 3P 10A C | 1840300 | 1673000 | #REF! | Thanh Long | In Price Book | 2.4 FDB and accessories Optimum
A9F94316 | ACTI9 IC60L 3P 16A C | 1840300 | 1673000 | #REF! | Thanh Long | In Price Book | 2.4 FDB and accessories Optimum
A9F94320 | ACTI9 IC60L 3P 20A C | 1929400 | 1754000 | #REF! | Thanh Long | In Price Book | 2.4 FDB and accessories Optimum
A9F94325 | ACTI9 IC60L 3P 25A C | 2019600 | 1836000 | #REF! | Thanh Long | In Price Book | 2.4 FDB and accessories Optimum
A9F94332 | ACTI9 IC60L 3P 32A C | 2131800 | 1938000 | #REF! | Thanh Long | In Price Book | 2.4 FDB and accessories Optimum
A9F94340 | ACTI9 IC60L 3P 40A C | 2423300 | 2203000 | #REF! | Thanh Long | In Price Book | 2.4 FDB and accessories Optimum
A9F94350 | ACTI9 IC60L 3P 50A C | 3029400 | 2754000 | #REF! | Thanh Long | In Price Book | 2.4 FDB and accessories Optimum
A9F94363 | ACTI9 IC60L 3P 63A C | 3344000 | 3040000 | #REF! | Thanh Long | In Price Book | 2.4 FDB and accessories Optimum
A9F94406 | ACTI9 IC60L 4P 6A C | 2783000 | 2530000 | #REF! | Thanh Long | In Price Book | 2.4 FDB and accessories Optimum
A9F94410 | ACTI9 IC60L 4P 10A C | 2783000 | 2530000 | #REF! | Thanh Long | In Price Book | 2.4 FDB and accessories Optimum
A9F94416 | ACTI9 IC60L 4P 16A C | 2783000 | 2530000 | #REF! | Thanh Long | In Price Book | 2.4 FDB and accessories Optimum
A9F94420 | ACTI9 IC60L 4P 20A C | 2805000 | 2550000 | #REF! | Thanh Long | In Price Book | 2.4 FDB and accessories Optimum
A9F94425 | ACTI9 IC60L 4P 25A C | 2861100 | 2601000 | #REF! | Thanh Long | In Price Book | 2.4 FDB and accessories Optimum
A9F94432 | ACTI9 IC60L 4P 32A C | 3040400 | 2764000 | #REF! | Thanh Long | In Price Book | 2.4 FDB and accessories Optimum
A9F94440 | ACTI9 IC60L 4P 40A C | 3411100 | 3101000 | #REF! | Thanh Long | In Price Book | 2.4 FDB and accessories Optimum
A9F94450 | ACTI9 IC60L 4P 50A C | 4106300 | 3733000 | #REF! | Thanh Long | In Price Book | 2.4 FDB and accessories Optimum
A9F94463 | ACTI9 IC60L 4P 63A C | 4353800 | 3958000 | #REF! | Thanh Long | In Price Book | 2.4 FDB and accessories Optimum
A9HESN04 | A9 DB 4 way SPN | 660000 | 600000 | #REF! | Thanh Long | In Price Book | 1.8 Acti9 Enclosure and FDS Optimum
A9HESN06 | A9 DB 6 way SPN | 781000 | 710000 | #REF! | Thanh Long | In Price Book | 1.8 Acti9 Enclosure and FDS Optimum
A9HESN08 | A9 DB 8 way SPN | 880000 | 800000 | #REF! | Thanh Long | In Price Book | 1.8 Acti9 Enclosure and FDS Optimum
A9HESN12 | A9 DB 12 way SPN | 1166000 | 1060000 | #REF! | Thanh Long | In Price Book | 1.8 Acti9 Enclosure and FDS Optimum
A9HESN16 | A9 DB 16 way SPN | 1639000 | 1490000 | #REF! | Thanh Long | In Price Book | 1.8 Acti9 Enclosure and FDS Optimum
A9K24140 | Acti9 iK60N 1P 40A C | 193600 | 176000 | #REF! | Thanh Long | In Price Book | 1.2 Ik60N and MiniPragma Enclosure Medium
A9K24150 | Acti9 iK60N 1P 50A C | 247500 | 225000 | #REF! | Thanh Long | In Price Book | 1.2 Ik60N and MiniPragma Enclosure Medium
A9K24163 | Acti9 iK60N 1P 63A C | 247500 | 225000 | #REF! | Thanh Long | In Price Book | 1.2 Ik60N and MiniPragma Enclosure Medium
A9K24240 | Acti9 iK60N 2P 40A C | 543400 | 494000 | #REF! | Thanh Long | In Price Book | 1.2 Ik60N and MiniPragma Enclosure Medium
A9K24250 | Acti9 iK60N 2P 50A C | 759000 | 690000 | #REF! | Thanh Long | In Price Book | 1.2 Ik60N and MiniPragma Enclosure Medium
A9K24263 | Acti9 iK60N 2P 63A C | 759000 | 690000 | #REF! | Thanh Long | In Price Book | 1.2 Ik60N and MiniPragma Enclosure Medium
A9K24306 | Acti9 iK60N 3P 6A CR | 737000 | 670000 | #REF! | Thanh Long | In Price Book | 1.2 Ik60N and MiniPragma Enclosure Medium
A9K24310 | Acti9 iK60N 3P 10A C | 737000 | 670000 | #REF! | Thanh Long | In Price Book | 1.2 Ik60N and MiniPragma Enclosure Medium
A9K24316 | Acti9 iK60N 3P 16A C | 737000 | 670000 | #REF! | Thanh Long | In Price Book | 1.2 Ik60N and MiniPragma Enclosure Medium
A9K24320 | Acti9 iK60N 3P 20A C | 737000 | 670000 | #REF! | Thanh Long | In Price Book | 1.2 Ik60N and MiniPragma Enclosure Medium
A9K24325 | Acti9 iK60N 3P 25A C | 737000 | 670000 | #REF! | Thanh Long | In Price Book | 1.2 Ik60N and MiniPragma Enclosure Medium
A9K24332 | Acti9 iK60N 3P 32A C | 737000 | 670000 | #REF! | Thanh Long | In Price Book | 1.2 Ik60N and MiniPragma Enclosure Medium
A9K24340 | Acti9 iK60N 3P 40A C | 861300 | 783000 | #REF! | Thanh Long | In Price Book | 1.2 Ik60N and MiniPragma Enclosure Medium
A9K24350 | Acti9 iK60N 3P 50A C | 1064800 | 968000 | #REF! | Thanh Long | In Price Book | 1.2 Ik60N and MiniPragma Enclosure Medium
A9K24363 | Acti9 iK60N 3P 63A C | 1064800 | 968000 | #REF! | Thanh Long | In Price Book | 1.2 Ik60N and MiniPragma Enclosure Medium
A9K24406 | Acti9 iK60N 4P 6A C | 1144000 | 1040000 | #REF! | Thanh Long | In Price Book | 1.2 Ik60N and MiniPragma Enclosure Medium
A9K24410 | Acti9 iK60N 4P 10A C | 1144000 | 1040000 | #REF! | Thanh Long | In Price Book | 1.2 Ik60N and MiniPragma Enclosure Medium
A9K24416 | Acti9 iK60N 4P 16A C | 1144000 | 1040000 | #REF! | Thanh Long | In Price Book | 1.2 Ik60N and MiniPragma Enclosure Medium
A9K24420 | Acti9 iK60N 4P 20A C | 1144000 | 1040000 | #REF! | Thanh Long | In Price Book | 1.2 Ik60N and MiniPragma Enclosure Medium
A9K24425 | Acti9 iK60N 4P 25A C | 1144000 | 1040000 | #REF! | Thanh Long | In Price Book | 1.2 Ik60N and MiniPragma Enclosure Medium
A9K24432 | Acti9 iK60N 4P 32A C | 1144000 | 1040000 | #REF! | Thanh Long | In Price Book | 1.2 Ik60N and MiniPragma Enclosure Medium
A9K24440 | Acti9 iK60N 4P 40A C | 1586200 | 1442000 | #REF! | Thanh Long | In Price Book | 1.2 Ik60N and MiniPragma Enclosure Medium
A9K24450 | Acti9 iK60N 4P 50A C | 1586200 | 1442000 | #REF! | Thanh Long | In Price Book | 1.2 Ik60N and MiniPragma Enclosure Medium
A9K24463 | Acti9 iK60N 4P 63A C | 1586200 | 1442000 | #REF! | Thanh Long | In Price Book | 1.2 Ik60N and MiniPragma Enclosure Medium
A9K27106 | Acti9 iK60N 1P 6A C | 161700 | 147000 | #REF! | Thanh Long | In Price Book | 1.2 Ik60N and MiniPragma Enclosure Medium
A9K27110 | Acti9 iK60N 1P 10A C | 161700 | 147000 | #REF! | Thanh Long | In Price Book | 1.2 Ik60N and MiniPragma Enclosure Medium
A9K27116 | Acti9 iK60N 1P 16A C | 161700 | 147000 | #REF! | Thanh Long | In Price Book | 1.2 Ik60N and MiniPragma Enclosure Medium
A9K27120 | Acti9 iK60N 1P 20A C | 161700 | 147000 | #REF! | Thanh Long | In Price Book | 1.2 Ik60N and MiniPragma Enclosure Medium
A9K27125 | Acti9 iK60N 1P 25A C | 161700 | 147000 | #REF! | Thanh Long | In Price Book | 1.2 Ik60N and MiniPragma Enclosure Medium
A9K27132 | Acti9 iK60N 1P 32A C | 161700 | 147000 | #REF! | Thanh Long | In Price Book | 1.2 Ik60N and MiniPragma Enclosure Medium
A9K27206 | Acti9 iK60N 2P 6A C | 453200 | 412000 | #REF! | Thanh Long | In Price Book | 1.2 Ik60N and MiniPragma Enclosure Medium
A9K27210 | Acti9 iK60N 2P 10A C | 453200 | 412000 | #REF! | Thanh Long | In Price Book | 1.2 Ik60N and MiniPragma Enclosure Medium
A9K27216 | Acti9 iK60N 2P 16A C | 453200 | 412000 | #REF! | Thanh Long | In Price Book | 1.2 Ik60N and MiniPragma Enclosure Medium
A9K27220 | Acti9 iK60N 2P 20A C | 453200 | 412000 | #REF! | Thanh Long | In Price Book | 1.2 Ik60N and MiniPragma Enclosure Medium
A9K27225 | Acti9 iK60N 2P 25A C | 453200 | 412000 | #REF! | Thanh Long | In Price Book | 1.2 Ik60N and MiniPragma Enclosure Medium
A9K27232 | Acti9 iK60N 2P 32A C | 453200 | 412000 | #REF! | Thanh Long | In Price Book | 1.2 Ik60N and MiniPragma Enclosure Medium
A9L08100 | IPRD 8 8 KA 350V 1P SURGE ARRESTER | 1940400 | 1764000 | #REF! | Thanh Long | In Price Book | 2.3 IC60N and FDA Optimum
A9L08500 | IPRD 8 8 KA 350V 1PN SURGE ARRESTER | 2910600 | 2646000 | #REF! | Thanh Long | In Price Book | 2.3 IC60N and FDA Optimum
A9L15586 | IPF 65 65 KA 340V 3P N | 7773700 | 7067000 | #REF! | Thanh Long | In Price Book | 2.6 FDA, Timer and Sensor Medium
A9L15686 | IPF 40 40 KA 340V 1P SURGE ARRESTER | 2032800 | 1848000 | #REF! | Thanh Long | In Price Book | 2.6 FDA, Timer and Sensor Medium
A9L15687 | IPF 40 40 KA 340V 1P N | 3395700 | 3087000 | #REF! | Thanh Long | In Price Book | 2.6 FDA, Timer and Sensor Medium
A9L15688 | IPF 40 40 KA 340V 3P N | 7692300 | 6993000 | #REF! | Thanh Long | In Price Book | 2.6 FDA, Timer and Sensor Medium
A9L15691 | IPF 20 20 KA 340V 1P | 1906300 | 1733000 | #REF! | Thanh Long | In Price Book | 2.6 FDA, Timer and Sensor Medium
A9L15692 | IPF 20 20 KA 340V 1P N | 3176800 | 2888000 | #REF! | Thanh Long | In Price Book | 2.6 FDA, Timer and Sensor Medium
A9L15693 | IPF 20 20 KA 340V 3P N | 6410800 | 5828000 | #REF! | Thanh Long | In Price Book | 2.6 FDA, Timer and Sensor Medium
A9L16632 | IPRF1 12,5R | 12971200 | 11792000 | #REF! | Thanh Long | In Price Book | 2.3 IC60N and FDA Optimum
A9L16633 | IPRF1 12,5R | 19208200 | 17462000 | #REF! | Thanh Long | In Price Book | 2.3 IC60N and FDA Optimum
A9L16634 | IPRF1 12,5R | 24013000 | 21830000 | #REF! | Thanh Long | In Price Book | 2.3 IC60N and FDA Optimum
A9L20100 | IPRD 20 20 KA 350V 1P | 2079000 | 1890000 | #REF! | Thanh Long | In Price Book | 2.3 IC60N and FDA Optimum
A9L20500 | IPRD 20 20 KA 350V 1PN | 3465000 | 3150000 | #REF! | Thanh Long | In Price Book | 2.3 IC60N and FDA Optimum
A9L20600 | IPRD 20 20 KA 350V 3PN SURGE ARRESTER | 6919000 | 6290000 | #REF! | Thanh Long | In Price Book | 2.3 IC60N and FDA Optimum
A9L40100 | IPRD 40 40 KA 350V 1P SURGE ARRESTER | 2217600 | 2016000 | #REF! | Thanh Long | In Price Book | 2.3 IC60N and FDA Optimum
A9L40500 | IPRD 40 40 KA 350V 1PN | 3708100 | 3371000 | #REF! | Thanh Long | In Price Book | 2.3 IC60N and FDA Optimum
A9L40600 | IPRD 40 40 KA 350V 3PN | 7958500 | 7235000 | #REF! | Thanh Long | In Price Book | 2.3 IC60N and FDA Optimum
A9L65101 | IPRD 65R 65 KA 350V 1P WITH REMOTE TRANS | 2725800 | 2478000 | #REF! | Thanh Long | In Price Book | 2.3 IC60N and FDA Optimum
A9L65501 | IPRD 65R 65 KA 350V 1PN WITH REMOTE TRAN | 4840000 | 4400000 | #REF! | Thanh Long | In Price Book | 2.3 IC60N and FDA Optimum
A9L65601 | IPRD 65R 65 KA 350V 3PN WITH REMOTE TRAN | 9621700 | 8747000 | #REF! | Thanh Long | In Price Book | 2.3 IC60N and FDA Optimum
A9N15636 | ACTI9 STI 1P 25A FUSE 10.3 X 38 MM FUSE | 132000 | 120000 | #REF! | Thanh Long | In Price Book | 2.4 FDB and accessories Optimum
A9N15646 | ACTI9 STI 1P-N 25A FUSE 10.3 X 38 MM FUS | 196900 | 179000 | #REF! | Thanh Long | In Price Book | 2.4 FDB and accessories Optimum
A9N15651 | ACTI9 STI 2P 25A FUSE 10.3 X 38 MM FUSE | 254100 | 231000 | #REF! | Thanh Long | In Price Book | 2.4 FDB and accessories Optimum
A9N15656 | ACTI9 STI 3P 25A FUSE 10.3 X 38 MM FUSE | 427900 | 389000 | #REF! | Thanh Long | In Price Book | 2.4 FDB and accessories Optimum
A9N15658 | ACTI9 STI 3P-N 25A FUSE 10.3 X 38 MM FUS | 438900 | 399000 | #REF! | Thanh Long | In Price Book | 2.4 FDB and accessories Optimum
A9N18357 | C120N 1P 80A C 10000A 240/415V MINIATURE | 1178100 | 1071000 | #REF! | Thanh Long | In Price Book | 2.4 FDB and accessories Optimum
A9N18358 | C120N 1P 100A C 10000A 240/415V MINIATUR | 1270500 | 1155000 | #REF! | Thanh Long | In Price Book | 2.4 FDB and accessories Optimum
A9N18359 | C120N 1P 125A C 10000A 240/415V MINIATUR | 1351900 | 1229000 | #REF! | Thanh Long | In Price Book | 2.4 FDB and accessories Optimum
A9N18360 | C120N 2P 63A C 10000A 415V MINIATURE CIR | 2333100 | 2121000 | #REF! | Thanh Long | In Price Book | 2.4 FDB and accessories Optimum
A9N18361 | C120N 2P 80A C 10000A 415V MINIATURE CIR | 2471700 | 2247000 | #REF! | Thanh Long | In Price Book | 2.4 FDB and accessories Optimum
A9N18362 | C120N 2P 100A C 10000A 415V MINIATURE CI | 2668600 | 2426000 | #REF! | Thanh Long | In Price Book | 2.4 FDB and accessories Optimum
A9N18363 | C120N 2P 125A C 10000A 415V MINIATURE CI | 2864400 | 2604000 | #REF! | Thanh Long | In Price Book | 2.4 FDB and accessories Optimum
A9N18364 | C120N 3P 63A C 10000A 415V MINIATURE CIR | 3603600 | 3276000 | #REF! | Thanh Long | In Price Book | 2.4 FDB and accessories Optimum
A9N18365 | C120N 3P 80A C 10000A 415V MINIATURE CIR | 3719100 | 3381000 | #REF! | Thanh Long | In Price Book | 2.4 FDB and accessories Optimum
A9N18367 | C120N 3P 100A C 10000A 415V MINIATURE CI | 3903900 | 3549000 | #REF! | Thanh Long | In Price Book | 2.4 FDB and accessories Optimum
A9N18369 | C120N 3P 125A C 10000A 415V MINIATURE CI | 4008400 | 3644000 | #REF! | Thanh Long | In Price Book | 2.4 FDB and accessories Optimum
A9N18371 | C120N 4P 63A C 10000A 415V MINIATURE CIR | 4666200 | 4242000 | #REF! | Thanh Long | In Price Book | 2.4 FDB and accessories Optimum
A9N18372 | C120N 4P 80A C 10000A 415V MINIATURE CIR | 4678300 | 4253000 | #REF! | Thanh Long | In Price Book | 2.4 FDB and accessories Optimum
A9N18374 | C120N 4P 100A C 10000A 415V MINIATURE CI | 4816900 | 4379000 | #REF! | Thanh Long | In Price Book | 2.4 FDB and accessories Optimum
A9N18376 | C120N 4P 125A C 10000A 415V MINIATURE CI | 5117200 | 4652000 | #REF! | Thanh Long | In Price Book | 2.4 FDB and accessories Optimum
A9N18445 | C120H 1P 63A C 15000A 240/415V MINIATURE | 1190200 | 1082000 | #REF! | Thanh Long | In Price Book | 2.4 FDB and accessories Optimum
A9N18446 | C120H 1P 80A C 15000A 240/415V MINIATURE | 1270500 | 1155000 | #REF! | Thanh Long | In Price Book | 2.4 FDB and accessories Optimum
A9N18447 | C120H 1P 100A C 15000A 240/415V MINIATUR | 1362900 | 1239000 | #REF! | Thanh Long | In Price Book | 2.4 FDB and accessories Optimum
A9N18448 | C120H 1P 125A C 15000A 240/415V MINIATUR | 1455300 | 1323000 | #REF! | Thanh Long | In Price Book | 2.4 FDB and accessories Optimum
A9N18456 | C120H 2P 63A C 15000A 415V MINIATURE CIR | 2506900 | 2279000 | #REF! | Thanh Long | In Price Book | 2.4 FDB and accessories Optimum
A9N18457 | C120H 2P 80A C 15000A 415V MINIATURE CIR | 2599300 | 2363000 | #REF! | Thanh Long | In Price Book | 2.4 FDB and accessories Optimum
A9N18458 | C120H 2P 100A C 15000A 415V MINIATURE CI | 2795100 | 2541000 | #REF! | Thanh Long | In Price Book | 2.4 FDB and accessories Optimum
A9N18459 | C120H 2P 125A C 15000A 415V MINIATURE CI | 3003000 | 2730000 | #REF! | Thanh Long | In Price Book | 2.4 FDB and accessories Optimum
A9N18467 | C120H 3P 63A C 15000A 415V MINIATURE CIR | 3892900 | 3539000 | #REF! | Thanh Long | In Price Book | 2.4 FDB and accessories Optimum
A9N18468 | C120H 3P 80A C 15000A 415V MINIATURE CIR | 4019400 | 3654000 | #REF! | Thanh Long | In Price Book | 2.4 FDB and accessories Optimum
A9N18469 | C120H 3P 100A C 15000A 415V MINIATURE CI | 4216300 | 3833000 | #REF! | Thanh Long | In Price Book | 2.4 FDB and accessories Optimum
A9N18470 | C120H 3P 125A C 15000A 415V MINIATURE CI | 4285600 | 3896000 | #REF! | Thanh Long | In Price Book | 2.4 FDB and accessories Optimum
A9N18478 | C120H 4P 63A C 15000A 415V MINIATURE CIR | 5001700 | 4547000 | #REF! | Thanh Long | In Price Book | 2.4 FDB and accessories Optimum
A9N18479 | C120H 4P 80A C 15000A 415V MINIATURE CIR | 5058900 | 4599000 | #REF! | Thanh Long | In Price Book | 2.4 FDB and accessories Optimum
A9N18480 | C120H 4P 100A C 15000A 415V MINIATURE CI | 5209600 | 4736000 | #REF! | Thanh Long | In Price Book | 2.4 FDB and accessories Optimum
A9N18481 | C120H 4P 125A C 15000A 415V MINIATURE CI | 5533000 | 5030000 | #REF! | Thanh Long | In Price Book | 2.4 FDB and accessories Optimum
A9N26924 | AUX CONTACT OC PLUS 1 SD AND OF AC DC | 419100 | 381000 | #REF! | Thanh Long | In Price Book | 2.4 FDB and accessories Optimum
A9N26927 | AUXILIARY CONTACT ALARM SD AC DC CCC / G | 419100 | 381000 | #REF! | Thanh Long | In Price Book | 2.4 FDB and accessories Optimum
A9N26929 | AUXILIARY CONTACT OC PLUS 1 SD AND OF AC | 442200 | 402000 | #REF! | Thanh Long | In Price Book | 2.4 FDB and accessories Optimum
A9N26946 | MX+OF 110#415V AC 110#130V DC | 1654400 | 1504000 | #REF! | Thanh Long | In Price Book | 2.4 FDB and accessories Optimum
A9N26948 | MX+OF 12...24V AC/DC | 1586200 | 1442000 | #REF! | Thanh Long | In Price Book | 2.4 FDB and accessories Optimum
A9N61500 | C60H-DC 250VDC 0,5A 1P C | 1144000 | 1040000 | #REF! | Thanh Long | In Price Book | 2.4 FDB and accessories Optimum
A9N61501 | C60H-DC 250VDC 1A 1P C | 951500 | 865000 | #REF! | Thanh Long | In Price Book | 2.4 FDB and accessories Optimum
A9N61502 | C60H-DC 250VDC 2A 1P C | 951500 | 865000 | #REF! | Thanh Long | In Price Book | 2.4 FDB and accessories Optimum
A9N61503 | C60H-DC 250VDC 3A 1P C | 951500 | 865000 | #REF! | Thanh Long | In Price Book | 2.4 FDB and accessories Optimum
A9N61504 | C60H-DC 250VDC 4A 1P C | 951500 | 865000 | #REF! | Thanh Long | In Price Book | 2.4 FDB and accessories Optimum
A9N61505 | C60H-DC 250VDC 5A 1P C | 951500 | 865000 | #REF! | Thanh Long | In Price Book | 2.4 FDB and accessories Optimum
A9N61506 | C60H-DC 250VDC 6A 1P C | 951500 | 865000 | #REF! | Thanh Long | In Price Book | 2.4 FDB and accessories Optimum
A9N61508 | C60H-DC 250VDC 10A 1P C | 759000 | 690000 | #REF! | Thanh Long | In Price Book | 2.4 FDB and accessories Optimum
A9N61509 | C60H-DC 250VDC 13A 1P C | 759000 | 690000 | #REF! | Thanh Long | In Price Book | 2.4 FDB and accessories Optimum
A9N61510 | C60H-DC 250VDC 15A 1P C | 759000 | 690000 | #REF! | Thanh Long | In Price Book | 2.4 FDB and accessories Optimum
A9N61511 | C60H-DC 250VDC 16A 1P C | 759000 | 690000 | #REF! | Thanh Long | In Price Book | 2.4 FDB and accessories Optimum
A9N61512 | C60H-DC 250VDC 20A 1P C | 759000 | 690000 | #REF! | Thanh Long | In Price Book | 2.4 FDB and accessories Optimum
A9N61513 | C60H-DC 250VDC 25A 1P C | 804100 | 731000 | #REF! | Thanh Long | In Price Book | 2.4 FDB and accessories Optimum
A9N61514 | C60H-DC 250VDC 30A 1P C | 793100 | 721000 | #REF! | Thanh Long | In Price Book | 2.4 FDB and accessories Optimum
A9N61515 | C60H-DC 250VDC 32A 1P C | 804100 | 731000 | #REF! | Thanh Long | In Price Book | 2.4 FDB and accessories Optimum
A9N61517 | C60H-DC 250VDC 40A 1P C | 793100 | 721000 | #REF! | Thanh Long | In Price Book | 2.4 FDB and accessories Optimum
A9N61518 | C60H-DC 250VDC 50A 1P C | 963600 | 876000 | #REF! | Thanh Long | In Price Book | 2.4 FDB and accessories Optimum
A9N61519 | C60H-DC 250VDC 63A 1P C | 1156100 | 1051000 | #REF! | Thanh Long | In Price Book | 2.4 FDB and accessories Optimum
A9N61521 | C60H-DC 500VDC 1A 2P C | 1857900 | 1689000 | #REF! | Thanh Long | In Price Book | 2.4 FDB and accessories Optimum
A9N61522 | C60H-DC 500VDC 2A 2P C | 1857900 | 1689000 | #REF! | Thanh Long | In Price Book | 2.4 FDB and accessories Optimum
A9N61523 | C60H-DC 500VDC 3A 2P C | 1857900 | 1689000 | #REF! | Thanh Long | In Price Book | 2.4 FDB and accessories Optimum
A9N61524 | C60H-DC 500VDC 4A 2P C | 1789700 | 1627000 | #REF! | Thanh Long | In Price Book | 2.4 FDB and accessories Optimum
A9N61525 | C60H-DC 500VDC 5A 2P C | 1789700 | 1627000 | #REF! | Thanh Long | In Price Book | 2.4 FDB and accessories Optimum
A9N61526 | C60H-DC 500VDC 6A 2P C | 1620300 | 1473000 | #REF! | Thanh Long | In Price Book | 2.4 FDB and accessories Optimum
A9N61528 | C60H-DC 500VDC 10A 2P C | 1620300 | 1473000 | #REF! | Thanh Long | In Price Book | 2.4 FDB and accessories Optimum
A9N61529 | C60H-DC 500VDC 13A 2P C | 1620300 | 1473000 | #REF! | Thanh Long | In Price Book | 2.4 FDB and accessories Optimum
A9N61530 | C60H-DC 500VDC 15A 2P C | 1620300 | 1473000 | #REF! | Thanh Long | In Price Book | 2.4 FDB and accessories Optimum
A9N61531 | C60H-DC 500VDC 16A 2P C | 1710500 | 1555000 | #REF! | Thanh Long | In Price Book | 2.4 FDB and accessories Optimum
A9N61532 | C60H-DC 500VDC 20A 2P C | 1710500 | 1555000 | #REF! | Thanh Long | In Price Book | 2.4 FDB and accessories Optimum
A9N61533 | C60H-DC 500VDC 25A 2P C | 1756700 | 1597000 | #REF! | Thanh Long | In Price Book | 2.4 FDB and accessories Optimum
A9N61534 | C60H-DC 500VDC 30A 2P C | 1756700 | 1597000 | #REF! | Thanh Long | In Price Book | 2.4 FDB and accessories Optimum
A9N61535 | C60H-DC 500VDC 32A 2P C | 1756700 | 1597000 | #REF! | Thanh Long | In Price Book | 2.4 FDB and accessories Optimum
A9N61537 | C60H-DC 500VDC 40A 2P C | 1801800 | 1638000 | #REF! | Thanh Long | In Price Book | 2.4 FDB and accessories Optimum
A9N61538 | C60H-DC 500VDC 50A 2P C | 2107600 | 1916000 | #REF! | Thanh Long | In Price Book | 2.4 FDB and accessories Optimum
A9N61539 | C60H-DC 500VDC 63A 2P C | 2526700 | 2297000 | #REF! | Thanh Long | In Price Book | 2.4 FDB and accessories Optimum
A9R11291 | ACTI 9 IID 100A 2P 30MA AC-TYPE RESIDUAL | 4497900 | 4089000 | #REF! | Thanh Long | In Price Book | 2.3 IC60N and FDA Optimum
A9R12240 | ACTI9 IID 2P 40A 100MA AC-TYPE RESIDUAl | 1665400 | 1514000 | #REF! | Thanh Long | In Price Book | 2.3 IC60N and FDA Optimum
A9R12263 | ACTI9 IID 2P 63A 100MA AC-TYPE RESIDUAl | 2186800 | 1988000 | #REF! | Thanh Long | In Price Book | 2.3 IC60N and FDA Optimum
A9R12291 | ACTI9 IID 2P 100A 100MA AC-TYPE RESIDUAL | 3602500 | 3275000 | #REF! | Thanh Long | In Price Book | 2.3 IC60N and FDA Optimum
A9R12440 | ACTI9 IID 4P 40A 100MA AC-TYPE RESIDUAL | 2289100 | 2081000 | #REF! | Thanh Long | In Price Book | 2.3 IC60N and FDA Optimum
A9R12463 | ACTI9 IID 4P 63A 100MA AC-TYPE RESIDUAL | 3501300 | 3183000 | #REF! | Thanh Long | In Price Book | 2.3 IC60N and FDA Optimum
A9R14291 | ACTI9 IID 2P 100A 300MA AC-TYPE RESIDUAL | 3149300 | 2863000 | #REF! | Thanh Long | In Price Book | 2.3 IC60N and FDA Optimum
A9R14491 | ACTI9 IID 4P 100A 300MA AC-TYPE RESIDUAL | 5042400 | 4584000 | #REF! | Thanh Long | In Price Book | 2.3 IC60N and FDA Optimum
A9R15491 | ACTI9 IID 4P 100A 300MA-S AC-TYPE RESIDU | 7058700 | 6417000 | #REF! | Thanh Long | In Price Book | 2.3 IC60N and FDA Optimum
A9R50225 | ACTI9 IID K 2P 25A 30MA AC-TYPE RESIDUAL | 1257300 | 1143000 | #REF! | Thanh Long | In Price Book | 2.6 FDA, Timer and Sensor Medium
A9R50240 | ACTI9 IID K 2P 40A 30MA AC-TYPE RESIDUAL | 1325500 | 1205000 | #REF! | Thanh Long | In Price Book | 2.6 FDA, Timer and Sensor Medium
A9R50425 | ACTI9 IID K 4P 25A 30MA AC-TYPE RESIDUAL | 2039400 | 1854000 | #REF! | Thanh Long | In Price Book | 2.6 FDA, Timer and Sensor Medium
A9R50440 | ACTI9 IID K 4P 40A 30MA AC-TYPE RESIDUAL | 2152700 | 1957000 | #REF! | Thanh Long | In Price Book | 2.6 FDA, Timer and Sensor Medium
A9R70463 | ACTI9 IID K 4P 63A 30MA AC-TYPE RESIDUAL | 3648700 | 3317000 | #REF! | Thanh Long | In Price Book | 2.6 FDA, Timer and Sensor Medium
A9R71225 | ACTI9 IID 2P 25A 30 MA AC RESIDUAL CURRE | 1518000 | 1380000 | #REF! | Thanh Long | In Price Book | 2.3 IC60N and FDA Optimum
A9R71240 | ACTI9 IID 2P 40A 30 MA AC RESIDUAL CURRE | 1597200 | 1452000 | #REF! | Thanh Long | In Price Book | 2.3 IC60N and FDA Optimum
A9R71263 | ACTI9 IID 2P 63A 30 MA AC RESIDUAL CURRE | 2730200 | 2482000 | #REF! | Thanh Long | In Price Book | 2.3 IC60N and FDA Optimum
A9R71440 | ACTI9 IID 4P 40A 30 MA AC RESIDUAL CURRE | 2571800 | 2338000 | #REF! | Thanh Long | In Price Book | 2.3 IC60N and FDA Optimum
A9R71463 | ACTI9 IID 4P 63A 30 MA AC RESIDUAL CURRE | 4373600 | 3976000 | #REF! | Thanh Long | In Price Book | 2.3 IC60N and FDA Optimum
A9R74225 | ACTI9 IID 2P 25A 300MA AC-TYPE RESIDUAL | 1676400 | 1524000 | #REF! | Thanh Long | In Price Book | 2.3 IC60N and FDA Optimum
A9R74240 | ACTI9 IID 2P 40A 300MA AC-TYPE RESIDUAL | 1835900 | 1669000 | #REF! | Thanh Long | In Price Book | 2.3 IC60N and FDA Optimum
A9R74263 | ACTI9 IID 2P 63A 300MA AC-TYPE RESIDUAL | 1915100 | 1741000 | #REF! | Thanh Long | In Price Book | 2.3 IC60N and FDA Optimum
A9R74440 | ACTI9 IID 4P 40A 300MA AC-TYPE RESIDUAL | 2515700 | 2287000 | #REF! | Thanh Long | In Price Book | 2.3 IC60N and FDA Optimum
A9R74463 | ACTI9 IID 4P 63A 300MA AC-TYPE RESIDUAL | 3059100 | 2781000 | #REF! | Thanh Long | In Price Book | 2.3 IC60N and FDA Optimum
A9R75225 | ACTI9 IID K 2P 25A 300MA AC-TYPE RESIDUA | 1393700 | 1267000 | #REF! | Thanh Long | In Price Book | 2.6 FDA, Timer and Sensor Medium
A9R75240 | ACTI9 IID K 2P 40A 300MA AC-TYPE RESIDUA | 1518000 | 1380000 | #REF! | Thanh Long | In Price Book | 2.6 FDA, Timer and Sensor Medium
A9R75425 | ACTI9 IID K 4P 25A 300MA AC-TYPE RESIDUA | 1994300 | 1813000 | #REF! | Thanh Long | In Price Book | 2.6 FDA, Timer and Sensor Medium
A9R75440 | ACTI9 IID K 4P 40A 300MA AC-TYPE RESIDUA | 2107600 | 1916000 | #REF! | Thanh Long | In Price Book | 2.6 FDA, Timer and Sensor Medium
A9R75463 | ACTI9 IID K 4P 63A 300MA AC-TYPE RESIDUA | 2560800 | 2328000 | #REF! | Thanh Long | In Price Book | 2.6 FDA, Timer and Sensor Medium
A9S60120 | ACTI9 ISW SWITCH 1P 20A 250V | 212300 | 193000 | #REF! | Thanh Long | In Price Book | 2.4 FDB and accessories Optimum
A9S60132 | ACTI9 ISW SWITCH 1P 32A 250V | 275000 | 250000 | #REF! | Thanh Long | In Price Book | 2.4 FDB and accessories Optimum
A9S60220 | ACTI9 ISW SWITCH 2P 20A 415V | 352000 | 320000 | #REF! | Thanh Long | In Price Book | 2.4 FDB and accessories Optimum
A9S60232 | ACTI9 ISW SWITCH 2P 32A 415V | 429000 | 390000 | #REF! | Thanh Long | In Price Book | 2.4 FDB and accessories Optimum
A9S60332 | ACTI9 ISW SWITCH 3P 32A 415V | 649000 | 590000 | #REF! | Thanh Long | In Price Book | 2.4 FDB and accessories Optimum
A9S60432 | ACTI9 ISW SWITCH 4P 32A 415V | 836000 | 760000 | #REF! | Thanh Long | In Price Book | 2.4 FDB and accessories Optimum
A9S65263 | ACTI9 ISW SWITCH 2P 63A 415VAC | 770000 | 700000 | #REF! | Thanh Long | In Price Book | 2.4 FDB and accessories Optimum
A9S65363 | ACTI9 ISW SWITCH 3P 63A 415VAC | 1298000 | 1180000 | #REF! | Thanh Long | In Price Book | 2.4 FDB and accessories Optimum
A9S65463 | ACTI9 ISW SWITCH 4P 63A 415VAC | 1672000 | 1520000 | #REF! | Thanh Long | In Price Book | 2.4 FDB and accessories Optimum
A9S65491 | ACTI9 ISW SWITCH 4P 100A 415VAC | 4510000 | 4100000 | #REF! | Thanh Long | In Price Book | 2.4 FDB and accessories Optimum
A9V41225 | ACTI9 VIGI IC60 2P 25A 30MA AC-TYPE ADD- | 3059100 | 2781000 | #REF! | Thanh Long | In Price Book | 2.4 FDB and accessories Optimum
A9V41263 | ACTI9 VIGI IC60 2P 63A 30MA AC-TYPE ADD- | 4577100 | 4161000 | #REF! | Thanh Long | In Price Book | 2.4 FDB and accessories Optimum
A9V41325 | ACTI9 VIGI IC60 3P 25A 30MA AC-TYPE ADD- | 4123900 | 3749000 | #REF! | Thanh Long | In Price Book | 2.4 FDB and accessories Optimum
A9V41363 | ACTI9 VIGI IC60 3P 63A 30MA AC-TYPE ADD- | 6186400 | 5624000 | #REF! | Thanh Long | In Price Book | 2.4 FDB and accessories Optimum
A9V41425 | ACTI9 VIGI IC60 4P 25A 30MA AC-TYPE ADD- | 4735500 | 4305000 | #REF! | Thanh Long | In Price Book | 2.4 FDB and accessories Optimum
A9V41463 | ACTI9 VIGI IC60 4P 63A 30MA AC-TYPE ADD- | 7172000 | 6520000 | #REF! | Thanh Long | In Price Book | 2.4 FDB and accessories Optimum
A9V44325 | ACTI9 VIGI IC60 3P 25A 300MA AC-TYPE ADD | 2889700 | 2627000 | #REF! | Thanh Long | In Price Book | 2.4 FDB and accessories Optimum
A9V44425 | ACTI9 VIGI IC60 4P 25A 300MA AC-TYPE ADD | 3308800 | 3008000 | #REF! | Thanh Long | In Price Book | 2.4 FDB and accessories Optimum
CCT15101 | 24H Mechanical Time Switch wt Reserve | 968000 | 880000 | #REF! | Thanh Long | In Price Book | 2.6 FDA, Timer and Sensor Medium
CCT551011 | ARGUS Presence Dual-Tech - 1ch | 5142500 | 4675000 | #REF! | Thanh Long | In Price Book | 2.13 IPS, Timer and Sensor Optimum
CK237 | SURFACE BOX FOR STANDARD | 33000 | 30000 | #REF! | Thanh Long | In Price Book | 1.3 CL A format and accessories Medium
CON224_ABE_G5 | EMPTY FLOOR OUTLET W. BOX FOR SERIES CONCEPT, ALUMINIUM COLOR | 1399200 | 1272000 | #REF! | Thanh Long | In Price Book | 1.3 CL A format and accessories Medium
DC6CAUTP4P3X | CAT.6 4PR UTP CABLE 305M | 5317400 | 4834000 | #REF! | Thanh Long | In Price Book | 2.5 Network Connectivity
DC6KYSTUWT | CAT 6, UTP KEYSTONE JACK, WHITE | 167200 | 152000 | #REF! | Thanh Long | In Price Book | 2.5 Network Connectivity
DC6PCURJ02BLM | CAT 6, PATCH CORD, UTP, 2M, BLUE | 156200 | 142000 | #REF! | Thanh Long | In Price Book | 2.5 Network Connectivity
DC6PCURJ03BLM | CAT 6, PATCH CORD, UTP, 3M, BLUE | 179300 | 163000 | #REF! | Thanh Long | In Price Book | 2.5 Network Connectivity
DC6PCURJ05BLM | CAT 6, PATCH CORD, UTP, 5M, BLUE | 245300 | 223000 | #REF! | Thanh Long | In Price Book | 2.5 Network Connectivity
DCECAUTP4P3X | CAT.5E 4PR UTP CABLE 305M | 3921500 | 3565000 | #REF! | Thanh Long | In Price Book | 2.5 Network Connectivity
DCEKYSTUWT | CAT 5E, UTP KEYSTONE JACK, WHITE | 147400 | 134000 | #REF! | Thanh Long | In Price Book | 2.5 Network Connectivity
DCEPCURJ02BLM | CAT 5e, Patch Cord, UTP, 2M, Blue | 117700 | 107000 | #REF! | Thanh Long | In Price Book | 2.5 Network Connectivity
DCEPCURJ03BLM | CAT 5e, Patch Cord, UTP, 3M, Blue | 156200 | 142000 | #REF! | Thanh Long | In Price Book | 2.5 Network Connectivity
DCEPCURJ05BLM | CAT 5e, Patch Cord, UTP, 5M, Blue | 198000 | 180000 | #REF! | Thanh Long | In Price Book | 2.5 Network Connectivity
DCV30MNUWT | RJ11 30-MECH VOICE MODULE JACK | 133100 | 121000 | #REF! | Thanh Long | In Price Book | 1.6 CL A format and accessories Optimum
E15_15R_WE_G19 | 250V 15A 1G SWED SOC | 233200 | 212000 | #REF! | Thanh Long | In Price Book | 1.3 CL A format and accessories Medium
E15R_WE_G19 | 250V 13A 1G SWED SOC | 169400 | 154000 | #REF! | Thanh Long | In Price Book | 1.3 CL A format and accessories Medium
E223M_TR | IP55MembraneSwitchCover | 466400 | 424000 | #REF! | Thanh Long | In Price Book | 1.7 CL E format and accessories Optimum
E223R_TR | IP55SingleGangWaterproofSocketCover | 466400 | 424000 | #REF! | Thanh Long | In Price Book | 1.7 CL E format and accessories Optimum
E224F_ABE | EMPTY FLOOR SOCKET WITH WALLBOX(ABE) | 1399200 | 1272000 | #REF! | Thanh Long | In Price Book | 1.3 CL A format and accessories Medium
E224F_BAS | EMPTY FLOOR SOCKET WITH WALLBOX(BAS) | 1761100 | 1601000 | #REF! | Thanh Long | In Price Book | 1.3 CL A format and accessories Medium
E257DBE_C5 | ASSEMBLY OF E257DBE | 36300 | 33000 | #REF! | Thanh Long | In Price Book | 1.3 CL A format and accessories Medium
E25N_WE_G19 | 250V 13A TWIN SWED SOC W_ NEON | 556600 | 506000 | #REF! | Thanh Long | In Price Book | 1.6 CL A format and accessories Optimum
E25R_WE_G19 | 250V 13A TWIN SWD SOC OUT REDESIGN | 471900 | 429000 | #REF! | Thanh Long | In Price Book | 1.3 CL A format and accessories Medium
E25UES_G19 | 16A 3PIN DUPLEX SWITCHED SOCKET | 217800 | 198000 | #REF! | Thanh Long | In Price Book | 1.3 CL A format and accessories Medium
E30_1M_D_G19 | 10AX 1 WAY SWITCH | 24200 | 22000 | #REF! | Thanh Long | In Price Book | 1.3 CL A format and accessories Medium
E31KT_WE_C5 | KEY SWITCH | 544500 | 495000 | #REF! | Thanh Long | In Price Book | 1.3 CL A format and accessories Medium
E32NRD_G19 | RED INDICATOR LIGHT | 52800 | 48000 | #REF! | Thanh Long | In Price Book | 1.3 CL A format and accessories Medium
E426_15_WE | 15A 250V SINGLE COM SKT | 149600 | 136000 | #REF! | Thanh Long | In Price Book | 1.6 CL A format and accessories Optimum
E426_16_WE | 2 PIN RECESSED SOCKET, WHITE | 205700 | 187000 | #REF! | Thanh Long | In Price Book | 1.3 CL A format and accessories Medium
E426UEST_G19 | 16A 3 PIN SINGLE SOCKET (COMPLETE SET) | 139700 | 127000 | #REF! | Thanh Long | In Price Book | 1.3 CL A format and accessories Medium
E426UEST2_T_G19 | 16A 3 PIN DUPLEX SOCKET (COMPLETE SET) | 161700 | 147000 | #REF! | Thanh Long | In Price Book | 1.3 CL A format and accessories Medium
E426UEX_G19 | 16A 3 PIN SINGLE SOCKET & 1 SWITCH APERT | 151800 | 138000 | #REF! | Thanh Long | In Price Book | 1.3 CL A format and accessories Medium
E426UST_G19 | 16A 2 PIN SINGLE SOCKET (COMPLETE SET) | 72600 | 66000 | #REF! | Thanh Long | In Price Book | 1.3 CL A format and accessories Medium
E426UST2CB_G19 | 16A 2 PIN DUPLEX SOCKET (COMPLETE SET) | 121000 | 110000 | #REF! | Thanh Long | In Price Book | 1.3 CL A format and accessories Medium
E426UX_G19 | 16A 2 PIN SINGLE SOCKET & 1 SWITCH APERT | 108900 | 99000 | #REF! | Thanh Long | In Price Book | 1.3 CL A format and accessories Medium
E426UXX_G19 | 16A 2 PIN SINGLE SOCKET & 2 SWITCH APERT | 108900 | 99000 | #REF! | Thanh Long | In Price Book | 1.3 CL A format and accessories Medium
E727_WE | U.SHAVER OUTLET W/SY'L | 1548800 | 1408000 | #REF! | Thanh Long | In Price Book | 1.3 CL A format and accessories Medium
E8315TS_WE_G19 | 16A 250V 1 G sw int'l Skt, WE | 476300 | 433000 | #REF! | Thanh Long | In Price Book | 1.4 CL E format and accessories Medium
E8315TS_WG_G19 | 16A 250V 1 G sw int'l Skt, WE | 589600 | 536000 | #REF! | Thanh Long | In Price Book | 1.4 CL E format and accessories Medium
E8330FSG_WE_G19 | 13A 250V 1G Fused Con Unit, WE | 363000 | 330000 | #REF! | Thanh Long | In Price Book | 1.4 CL E format and accessories Medium
E8330FSGN_WD_G19 | 13A 250V 1G Fused Con Unit w Neon, WD | 640200 | 582000 | #REF! | Thanh Long | In Price Book | 1.4 CL E format and accessories Medium
E8330FSGN_WE_G19 | 13A 250V 1G Fused Con Unit w Neon, WE | 442200 | 402000 | #REF! | Thanh Long | In Price Book | 1.4 CL E format and accessories Medium
E8330FSGN_WG_G19 | 13A 250V 1G Fused Con Unit w Neon, WG | 611600 | 556000 | #REF! | Thanh Long | In Price Book | 1.4 CL E format and accessories Medium
E8330X_WD_G19 | 1G Blank Plate, WD | 194700 | 177000 | #REF! | Thanh Long | In Price Book | 1.4 CL E format and accessories Medium
E8330X_WE_G19 | 1G Blank Plate, WE | 124300 | 113000 | #REF! | Thanh Long | In Price Book | 1.4 CL E format and accessories Medium
E8330X_WG_G19 | 1G Blank Plate, WG | 158400 | 144000 | #REF! | Thanh Long | In Price Book | 1.4 CL E format and accessories Medium
E8331_26_WE_G19 | 2G Blacket, WE | 90200 | 82000 | #REF! | Thanh Long | In Price Book | 1.4 CL E format and accessories Medium
E8331_26_WG_G19 | 2G Blacket, WG | 113300 | 103000 | #REF! | Thanh Long | In Price Book | 1.4 CL E format and accessories Medium
E8331_36_WE_G19 | 3G Blacket, WE | 90200 | 82000 | #REF! | Thanh Long | In Price Book | 1.4 CL E format and accessories Medium
E8331_36_WG_G19 | 3G Blacket, WG | 113300 | 103000 | #REF! | Thanh Long | In Price Book | 1.4 CL E format and accessories Medium
E8331_46_WE_G19 | 4G Blacket, WE | 124300 | 113000 | #REF! | Thanh Long | In Price Book | 1.4 CL E format and accessories Medium
E8331_46_WG_G19 | 4G Blacket, WG | 158400 | 144000 | #REF! | Thanh Long | In Price Book | 1.4 CL E format and accessories Medium
E8331_56_WE_G19 | 5G Blacket, WE | 124300 | 113000 | #REF! | Thanh Long | In Price Book | 1.4 CL E format and accessories Medium
E8331_56_WG_G19 | 5G Blacket, WG | 158400 | 144000 | #REF! | Thanh Long | In Price Book | 1.4 CL E format and accessories Medium
E8331_WD_G19 | 1G Sw Cover, WD | 160600 | 146000 | #REF! | Thanh Long | In Price Book | 1.4 CL E format and accessories Medium
E8331_WE_G19 | 1G Sw Cover, WE | 83600 | 76000 | #REF! | Thanh Long | In Price Book | 1.4 CL E format and accessories Medium
E8331_WG_G19 | 1G Sw Cover, WG | 147400 | 134000 | #REF! | Thanh Long | In Price Book | 1.4 CL E format and accessories Medium
E8331BPDMW_WD_G19 | DND, PCU, PW Ind w Bell SW, WD | 983400 | 894000 | #REF! | Thanh Long | In Price Book | 1.4 CL E format and accessories Medium
E8331BPDMW_WE_G19 | DND, PCU, PW Ind w Bell SW, WE | 690800 | 628000 | #REF! | Thanh Long | In Price Book | 1.4 CL E format and accessories Medium
E8331BPDMW_WG_G19 | DND, PCU, PW Ind w Bell SW, WG | 827200 | 752000 | #REF! | Thanh Long | In Price Book | 1.4 CL E format and accessories Medium
E8331BPL1_WD_G19 | 10A 250V 1G BP Sw, WD | 343200 | 312000 | #REF! | Thanh Long | In Price Book | 1.4 CL E format and accessories Medium
E8331BPL1_WE_G19 | 10A 250V 1G BP Sw, WE | 237600 | 216000 | #REF! | Thanh Long | In Price Book | 1.4 CL E format and accessories Medium
E8331BPL1_WG_G19 | 10A 250V 1G BP Sw, WG | 294800 | 268000 | #REF! | Thanh Long | In Price Book | 1.4 CL E format and accessories Medium
E8331D20N_WD_G19 | 20A 250V 1G DP Sw w LED, WD | 561000 | 510000 | #REF! | Thanh Long | In Price Book | 1.4 CL E format and accessories Medium
E8331D20N_WE_G19 | 20A 250V 1G DP Sw w LED, WE | 392700 | 357000 | #REF! | Thanh Long | In Price Book | 1.4 CL E format and accessories Medium
E8331D20N_WG_G19 | 20A 250V 1G DP Sw w LED, WG | 555500 | 505000 | #REF! | Thanh Long | In Price Book | 1.4 CL E format and accessories Medium
E8331D32N_WD_G19 | 32A 250V 1G DP Sw w LED, WD | 1075800 | 978000 | #REF! | Thanh Long | In Price Book | 1.4 CL E format and accessories Medium
E8331D32N_WE_G19 | 32A 250V 1G DP Sw w LED, WE | 770000 | 700000 | #REF! | Thanh Long | In Price Book | 1.4 CL E format and accessories Medium
E8331D32N_WG_G19 | 32A 250V 1G DP Sw w LED, WG | 963600 | 876000 | #REF! | Thanh Long | In Price Book | 1.4 CL E format and accessories Medium
E8331D45N_WD_G19 | 45A 250V 1G DP Sw w LED, WD | 1841400 | 1674000 | #REF! | Thanh Long | In Price Book | 1.4 CL E format and accessories Medium
E8331D45N_WE_G19 | 45A 250V 1G DP Sw w LED, WE | 1314500 | 1195000 | #REF! | Thanh Long | In Price Book | 1.4 CL E format and accessories Medium
E8331D45N_WG_G19 | 45A 250V 1G DP Sw w LED, WG | 1586200 | 1442000 | #REF! | Thanh Long | In Price Book | 1.4 CL E format and accessories Medium
E8331DFSGN_WE_G19 | 13A 250V 1G Fused Con w DP Sw&LED, WE | 668800 | 608000 | #REF! | Thanh Long | In Price Book | 1.4 CL E format and accessories Medium
E8331DFSGN_WG_G19 | 13A 250V 1G Fused Con w DP Sw&LED, WG | 838200 | 762000 | #REF! | Thanh Long | In Price Book | 1.4 CL E format and accessories Medium
E8331EKT_WD_G19 | 250V 16A Elec Keycard SW, WD | 1830400 | 1664000 | #REF! | Thanh Long | In Price Book | 1.4 CL E format and accessories Medium
E8331EKT_WE_G19 | 250V 16A Elec Keycard SW, WE | 1257300 | 1143000 | #REF! | Thanh Long | In Price Book | 1.4 CL E format and accessories Medium
E8331EKT_WG_G19 | 250V 16A Elec Keycard SW, WG | 1507000 | 1370000 | #REF! | Thanh Long | In Price Book | 1.4 CL E format and accessories Medium
E8331KH_WE_G19 | 1G Sw Cover w Keyholder, WE | 126500 | 115000 | #REF! | Thanh Long | In Price Book | 1.7 CL E format and accessories Optimum
E8331KH_WG_G19 | 1G Sw Cover w Keyholder, WG | 185900 | 169000 | #REF! | Thanh Long | In Price Book | 1.4 CL E format and accessories Medium
E8331KPB_WD_G19 | Panic Button w Key Reset, WD | 366300 | 333000 | #REF! | Thanh Long | In Price Book | 1.4 CL E format and accessories Medium
E8331KPB_WE_G19 | Panic Button w Key Reset, WE | 249700 | 227000 | #REF! | Thanh Long | In Price Book | 1.4 CL E format and accessories Medium
E8331KPB_WG_G19 | Panic Button w Key Reset, WG | 316800 | 288000 | #REF! | Thanh Long | In Price Book | 1.4 CL E format and accessories Medium
E8331L1LED_WD_G19 | 16AX 250V 1G 1W Sw w LED, WD | 239800 | 218000 | #REF! | Thanh Long | In Price Book | 1.4 CL E format and accessories Medium
E8331L1LED_WE_G19 | 16AX 250V 1G 1W Sw w LED, WE | 170500 | 155000 | #REF! | Thanh Long | In Price Book | 1.4 CL E format and accessories Medium
E8331L1LED_WG_G19 | 16AX 250V 1G 1W Sw w LED, WG | 215600 | 196000 | #REF! | Thanh Long | In Price Book | 1.4 CL E format and accessories Medium
E8331L2LED_WD_G19 | 16AX 250V 1G 2W Sw w LED, WD | 286000 | 260000 | #REF! | Thanh Long | In Price Book | 1.4 CL E format and accessories Medium
E8331L2LED_WE_G19 | 16AX 250V 1G 2W Sw w LED, WE | 192500 | 175000 | #REF! | Thanh Long | In Price Book | 1.4 CL E format and accessories Medium
E8331L2LED_WG_G19 | 16AX 250V 1G 2W Sw w LED,WG | 253000 | 230000 | #REF! | Thanh Long | In Price Book | 1.4 CL E format and accessories Medium
E8331M_WE_G19 | 16AX 250V 1G Intermediate Sw, WE | 294800 | 268000 | #REF! | Thanh Long | In Price Book | 1.4 CL E format and accessories Medium
E8331M_WG_G19 | 16AX 250V 1G Intermediate Sw,WG | 374000 | 340000 | #REF! | Thanh Long | In Price Book | 1.4 CL E format and accessories Medium
E8331PRL1_WD_G19 | 4A 250V 1G Momentary Sw,WD | 366300 | 333000 | #REF! | Thanh Long | In Price Book | 1.4 CL E format and accessories Medium
E8331PRL1_WE_G19 | 4A 250V 1G Momentary Sw, WE | 249700 | 227000 | #REF! | Thanh Long | In Price Book | 1.4 CL E format and accessories Medium
E8331PRL1_WG_G19 | 4A 250V 1G Momentary Sw, WG | 316800 | 288000 | #REF! | Thanh Long | In Price Book | 1.4 CL E format and accessories Medium
E8331RD250_WE | 1G 250VA Dimmer w Sw, WE | 1461900 | 1329000 | #REF! | Thanh Long | In Price Book | 1.4 CL E format and accessories Medium
E8331RD250_WG | 1G 250VA Dimmer w Sw, WG | 1688500 | 1535000 | #REF! | Thanh Long | In Price Book | 1.4 CL E format and accessories Medium
E8331RJS4_WD_G19 | 1G Tel Socket, Shuttered Wallplate, WD | 275000 | 250000 | #REF! | Thanh Long | In Price Book | 1.4 CL E format and accessories Medium
E8331RJS4_WE_G19 | 1G Tel Socket, Shuttered Wallplate, WE | 203500 | 185000 | #REF! | Thanh Long | In Price Book | 1.4 CL E format and accessories Medium
E8331RJS4_WG_G19 | 1G Tel Socket, Shuttered Wallplate, WG | 249700 | 227000 | #REF! | Thanh Long | In Price Book | 1.4 CL E format and accessories Medium
E8331RJS5_WD_G19 | 1G RJ45 Data Cat5E, Shuttered, WD | 366300 | 333000 | #REF! | Thanh Long | In Price Book | 1.4 CL E format and accessories Medium
E8331RJS5_WE_G19 | 1G RJ45 Data Cat5E, Shuttered, WE | 260700 | 237000 | #REF! | Thanh Long | In Price Book | 1.4 CL E format and accessories Medium
E8331RJS5_WG_G19 | 1G RJ45 Data Cat5E, Shuttered, WG | 316800 | 288000 | #REF! | Thanh Long | In Price Book | 1.4 CL E format and accessories Medium
E8331RJS6_WE_G19 | 1G RJ45 Data Cat6, Shuttered, WE | 363000 | 330000 | #REF! | Thanh Long | In Price Book | 1.4 CL E format and accessories Medium
E8331RJS6_WG_G19 | 1G RJ45 Data Cat6, Shuttered, WG | 442200 | 402000 | #REF! | Thanh Long | In Price Book | 1.4 CL E format and accessories Medium
E8331TB_WD_G19 | 25A 250V 1G Conn Unit, Wd | 286000 | 260000 | #REF! | Thanh Long | In Price Book | 1.4 CL E format and accessories Medium
E8331TB_WE_G19 | 25A 250V 1G Conn Unit, WE | 226600 | 206000 | #REF! | Thanh Long | In Price Book | 1.4 CL E format and accessories Medium
E8331TB_WG_G19 | 25A 250V 1G Conn Unit, Wine Gold | 260700 | 237000 | #REF! | Thanh Long | In Price Book | 1.4 CL E format and accessories Medium
E8331TV_WD_G19 | 1G TV Socket, 75?, Through-Connect, WD | 434500 | 395000 | #REF! | Thanh Long | In Price Book | 1.4 CL E format and accessories Medium
E8331TV_WE_G19 | 1G TV Socket, 75?, Through-Connect, WE | 316800 | 288000 | #REF! | Thanh Long | In Price Book | 1.4 CL E format and accessories Medium
E8331TV_WG_G19 | 1G TV Socket, 75?, Through-Connect, WG | 385000 | 350000 | #REF! | Thanh Long | In Price Book | 1.4 CL E format and accessories Medium
E8331VC_WE_G19 | Volume control, 5W, 8Ohm, WE | 1053800 | 958000 | #REF! | Thanh Long | In Price Book | 1.4 CL E format and accessories Medium
E8332_WD_G19 | 2G Sw Cover, WD | 194700 | 177000 | #REF! | Thanh Long | In Price Book | 1.4 CL E format and accessories Medium
E8332_WG_G19 | 2G Sw Cover, WG | 150700 | 137000 | #REF! | Thanh Long | In Price Book | 1.4 CL E format and accessories Medium
E8332C_WE_G19 | 10A 2G Mechanical Curtain Sw, WE | 374000 | 340000 | #REF! | Thanh Long | In Price Book | 1.4 CL E format and accessories Medium
E8332C_WG_G19 | 10A 2G Mechanical Curtain Sw,WG | 476300 | 433000 | #REF! | Thanh Long | In Price Book | 1.4 CL E format and accessories Medium
E8332D20N_WD_G19 | 20A 250V 2G DP Sw w LED, WD | 1063700 | 967000 | #REF! | Thanh Long | In Price Book | 1.4 CL E format and accessories Medium
E8332D20N_WE_G19 | 20A 250V 2G DP Sw w LED, WE | 737000 | 670000 | #REF! | Thanh Long | In Price Book | 1.4 CL E format and accessories Medium
E8332D20N_WG_G19 | 20A 250V 2G DP Sw w LED, WG | 996600 | 906000 | #REF! | Thanh Long | In Price Book | 1.4 CL E format and accessories Medium
E8332HD15PH_WE_G19 | VGA + mini Audio, WE | 532400 | 484000 | #REF! | Thanh Long | In Price Book | 1.4 CL E format and accessories Medium
E8332HD15PH_WG_G19 | VGA + mini Audio, WG | 634700 | 577000 | #REF! | Thanh Long | In Price Book | 1.4 CL E format and accessories Medium
E8332HDHD_WE_G19 | 2G HDMI+HDMI , Keystone on Wallplate WE | 1087900 | 989000 | #REF! | Thanh Long | In Price Book | 1.4 CL E format and accessories Medium
E8332HDRJS5_WE_G19 | HDMI + RJ45 Data Cat5E, Shuttered, WE | 940500 | 855000 | #REF! | Thanh Long | In Price Book | 1.4 CL E format and accessories Medium
E8332HDRJS5_WG_G19 | HDMI + RJ45 Data Cat5E, Shuttered, WG | 1133000 | 1030000 | #REF! | Thanh Long | In Price Book | 1.4 CL E format and accessories Medium
E8332HDUSB_WE_G19 | HDMI + USB Soc, WE | 940500 | 855000 | #REF! | Thanh Long | In Price Book | 1.4 CL E format and accessories Medium
E8332L1LED_WD_G19 | 16AX 250V 2G 1W Sw w LED, WD | 354200 | 322000 | #REF! | Thanh Long | In Price Book | 1.4 CL E format and accessories Medium
E8332L1LED_WE_G19 | 16AX 250V 2G 1W Sw w LED, WE | 249700 | 227000 | #REF! | Thanh Long | In Price Book | 1.4 CL E format and accessories Medium
E8332L1LED_WG_G19 | 16AX 250V 2G 1W Sw w LED, WG | 316800 | 288000 | #REF! | Thanh Long | In Price Book | 1.4 CL E format and accessories Medium
E8332L2LED_WD_G19 | 16AX 250V 2G 2W Sw w LED, WD | 423500 | 385000 | #REF! | Thanh Long | In Price Book | 1.4 CL E format and accessories Medium
E8332L2LED_WE_G19 | 16AX 250V 2G 2W Sw w LED, WE | 294800 | 268000 | #REF! | Thanh Long | In Price Book | 1.4 CL E format and accessories Medium
E8332L2LED_WG_G19 | 16AX 250V 2G 2W Sw w LED,WG | 374000 | 340000 | #REF! | Thanh Long | In Price Book | 1.4 CL E format and accessories Medium
E8332PRL1_WD_G19 | 4A 250V 2G Momentary Sw, WD | 503800 | 458000 | #REF! | Thanh Long | In Price Book | 1.4 CL E format and accessories Medium
E8332PRL1_WE_G19 | 4A 250V 2G Momentary Sw, WE | 350900 | 319000 | #REF! | Thanh Long | In Price Book | 1.4 CL E format and accessories Medium
E8332PRL1_WG_G19 | 4A 250V 2G Momentary Sw, WG | 442200 | 402000 | #REF! | Thanh Long | In Price Book | 1.4 CL E format and accessories Medium
E8332RJS4_WD_G19 | 2G Tel Socket, Shuttered Wallplate, WD | 446600 | 406000 | #REF! | Thanh Long | In Price Book | 1.7 CL E format and accessories Optimum
E8332RJS4_WE_G19 | 2G Tel Socket, Shuttered Wallplate, WE | 328900 | 299000 | #REF! | Thanh Long | In Price Book | 1.4 CL E format and accessories Medium
E8332RJS4_WG_G19 | 2G Tel Socket, Shuttered Wallplate, WG | 385000 | 350000 | #REF! | Thanh Long | In Price Book | 1.4 CL E format and accessories Medium
E8332RJS5_WD_G19 | 2G RJ45 Data Cat5E, Shuttered, WD | 583000 | 530000 | #REF! | Thanh Long | In Price Book | 1.4 CL E format and accessories Medium
E8332RJS5_WE_G19 | 2G RJ45 Data Cat5E, Shuttered, WE | 419100 | 381000 | #REF! | Thanh Long | In Price Book | 1.4 CL E format and accessories Medium
E8332RJS5_WG_G19 | 2G RJ45 Data Cat5E, Shuttered, WG | 510400 | 464000 | #REF! | Thanh Long | In Price Book | 1.4 CL E format and accessories Medium
E8332RJS6_WE_G19 | 2G RJ45 Data Cat6, Shuttered, WE | 543400 | 494000 | #REF! | Thanh Long | In Price Book | 1.4 CL E format and accessories Medium
E8332RJS6_WG_G19 | 2G RJ45 Data Cat6, Shuttered, WG | 656700 | 597000 | #REF! | Thanh Long | In Price Book | 1.4 CL E format and accessories Medium
E8332TDRJS5_WD_G19 | 1G Tel + RJ45 Data Cat5E, Shuttered, WD | 514800 | 468000 | #REF! | Thanh Long | In Price Book | 1.4 CL E format and accessories Medium
E8332TDRJS5_WE_G19 | 1G Tel + RJ45 Data Cat5E, Shuttered, WE | 374000 | 340000 | #REF! | Thanh Long | In Price Book | 1.4 CL E format and accessories Medium
E8332TDRJS5_WG_G19 | 1G Tel + RJ45 Data Cat5E, Shuttered, WG | 453200 | 412000 | #REF! | Thanh Long | In Price Book | 1.4 CL E format and accessories Medium
E8332TV_WE_G19 | 2G TV Socket, 75?, Through-Connect, WE | 442200 | 402000 | #REF! | Thanh Long | In Price Book | 1.4 CL E format and accessories Medium
E8332TV_WG_G19 | 2G TV Socket, 75?, Through-Connect, WG | 532400 | 484000 | #REF! | Thanh Long | In Price Book | 1.4 CL E format and accessories Medium
E8332TVRJS5_WD_G19 | 1G TV+ RJ45 Data Cat5E, Shuttered, WD | 640200 | 582000 | #REF! | Thanh Long | In Price Book | 1.4 CL E format and accessories Medium
E8332TVRJS5_WE_G19 | 1G TV+ RJ45 Data Cat5E, Shuttered, WE | 464200 | 422000 | #REF! | Thanh Long | In Price Book | 1.4 CL E format and accessories Medium
E8332TVRJS5_WG_G19 | 1G TV+ RJ45 Data Cat5E, Shuttered, WG | 555500 | 505000 | #REF! | Thanh Long | In Price Book | 1.4 CL E format and accessories Medium
E8332TVRJS6_WE_G19 | 1G TV+ RJ45 Data Cat6, Shuttered, WE | 543400 | 494000 | #REF! | Thanh Long | In Price Book | 1.4 CL E format and accessories Medium
E8332TVRJS6_WG_G19 | 1G TV+ RJ45 Data Cat6, Shuttered, WG | 668800 | 608000 | #REF! | Thanh Long | In Price Book | 1.4 CL E format and accessories Medium
E8332USB_WD_G19 | 2 x 2.1A USB Charger, WD | 1848000 | 1680000 | #REF! | Thanh Long | In Price Book | 1.4 CL E format and accessories Medium
E8332USB_WE_G19 | 2 x 2.1A USB Charger, WE | 1276000 | 1160000 | #REF! | Thanh Long | In Price Book | 1.4 CL E format and accessories Medium
E8332USB_WG_G19 | 2 x 2.1A USB Charger, WG | 1529000 | 1390000 | #REF! | Thanh Long | In Price Book | 1.4 CL E format and accessories Medium
E8333_WD_G19 | 3G Sw Cover, WD | 251900 | 229000 | #REF! | Thanh Long | In Price Book | 1.4 CL E format and accessories Medium
E8333_WE_G19 | 3G Sw Cover, WE | 126500 | 115000 | #REF! | Thanh Long | In Price Book | 1.4 CL E format and accessories Medium
E8333_WG_G19 | 3G Sw Cover, WG | 215600 | 196000 | #REF! | Thanh Long | In Price Book | 1.4 CL E format and accessories Medium
E8333DMWS_WD_G19 | 16AX 3G Sw with PCU, DND, PW Sym, WD | 892100 | 811000 | #REF! | Thanh Long | In Price Book | 1.4 CL E format and accessories Medium
E8333DMWS_WE_G19 | 16AX 3G Sw with PCU, DND, PW Sym, WE | 623700 | 567000 | #REF! | Thanh Long | In Price Book | 1.4 CL E format and accessories Medium
E8333DMWS_WG_G19 | 16AX 3G Sw with PCU, DND, PW Sym, WG | 737000 | 670000 | #REF! | Thanh Long | In Price Book | 1.4 CL E format and accessories Medium
E8333KH_WD_G19 | 3G Sw Cover w Keyholder, WD | 286000 | 260000 | #REF! | Thanh Long | In Price Book | 1.4 CL E format and accessories Medium
E8333KH_WE_G19 | 3G Sw Cover w Keyholder, WE | 158400 | 144000 | #REF! | Thanh Long | In Price Book | 1.7 CL E format and accessories Optimum
E8333KH_WG_G19 | 3G Sw Cover w Keyholder, WG | 249700 | 227000 | #REF! | Thanh Long | In Price Book | 1.4 CL E format and accessories Medium
E8333L1LED_WD_G19 | 16AX 250V 3G 1W Sw w LED, WD | 491700 | 447000 | #REF! | Thanh Long | In Price Book | 1.4 CL E format and accessories Medium
E8333L1LED_WE_G19 | 16AX 250V 3G 1W Sw w LED, WE | 339900 | 309000 | #REF! | Thanh Long | In Price Book | 1.4 CL E format and accessories Medium
E8333L1LED_WG_G19 | 16AX 250V 3G 1W Sw w LED, WG | 430100 | 391000 | #REF! | Thanh Long | In Price Book | 1.4 CL E format and accessories Medium
E8333L2LED_WD_G19 | 16AX 250V 3G 2W Sw w LED, WD | 583000 | 530000 | #REF! | Thanh Long | In Price Book | 1.4 CL E format and accessories Medium
E8333L2LED_WE_G19 | 16AX 250V 3G 2W Sw w LED, WE | 408100 | 371000 | #REF! | Thanh Long | In Price Book | 1.4 CL E format and accessories Medium
E8333L2LED_WG_G19 | 16AX 250V 3G 2W Sw w LED,WG | 521400 | 474000 | #REF! | Thanh Long | In Price Book | 1.4 CL E format and accessories Medium
E8333PRL1_WE_G19 | 4A 250V 3G Momentary Sw, WE | 453200 | 412000 | #REF! | Thanh Long | In Price Book | 1.4 CL E format and accessories Medium
E8333PRL1_WG_G19 | 4A 250V 3G Momentary Sw, WG | 566500 | 515000 | #REF! | Thanh Long | In Price Book | 1.4 CL E format and accessories Medium
E8334_WD_G19 | 4G Sw Cover, WD | 275000 | 250000 | #REF! | Thanh Long | In Price Book | 1.4 CL E format and accessories Medium
E8334_WE_G19 | 4G Sw Cover, WE | 126500 | 115000 | #REF! | Thanh Long | In Price Book | 1.4 CL E format and accessories Medium
E8334_WG_G19 | 4G Sw Cover, WG | 249700 | 227000 | #REF! | Thanh Long | In Price Book | 1.4 CL E format and accessories Medium
E8334L1LED_WD_G19 | 16AX 250V 4G 1W Sw w LED, WD | 754600 | 686000 | #REF! | Thanh Long | In Price Book | 1.4 CL E format and accessories Medium
E8334L1LED_WE_G19 | 16AX 250V 4G 1W Sw w LED, WE | 521400 | 474000 | #REF! | Thanh Long | In Price Book | 1.4 CL E format and accessories Medium
E8334L1LED_WG_G19 | 16AX 250V 4G 1W Sw w LED, WG | 668800 | 608000 | #REF! | Thanh Long | In Price Book | 1.4 CL E format and accessories Medium
E8334L2LED_WD_G19 | 16AX 250V 4G 2W Sw w LED, WD | 825000 | 750000 | #REF! | Thanh Long | In Price Book | 1.4 CL E format and accessories Medium
E8334L2LED_WE_G19 | 16AX 250V 4G 2W Sw w LED, WE | 627000 | 570000 | #REF! | Thanh Long | In Price Book | 1.4 CL E format and accessories Medium
E8334L2LED_WG_G19 | 16AX 250V 4G 2W Sw w LED,WG | 748000 | 680000 | #REF! | Thanh Long | In Price Book | 1.4 CL E format and accessories Medium
E8342616USB_WE_G19 | 16A Int Socket with 2.1A USB, WE | 1881000 | 1710000 | #REF! | Thanh Long | In Price Book | 1.4 CL E format and accessories Medium
E8342616USB_WG_G19 | 16A Int Socket with 2.1A USB, WG | 2288000 | 2080000 | #REF! | Thanh Long | In Price Book | 1.4 CL E format and accessories Medium
E83426TS_WE_G19 | 16A 250V 1 Gang international Skt, WE | 408100 | 371000 | #REF! | Thanh Long | In Price Book | 1.4 CL E format and accessories Medium
E83426TS_WG_G19 | 16A 250V 1 Gang international Skt, WE | 510400 | 464000 | #REF! | Thanh Long | In Price Book | 1.4 CL E format and accessories Medium
E83426U2_WD_G19 | 10A 250V 2G Uni Soc, WD | 262900 | 239000 | #REF! | Thanh Long | In Price Book | 1.4 CL E format and accessories Medium
E83426U2_WE_G19 | 10A 250V 2G Uni Soc, WE | 192500 | 175000 | #REF! | Thanh Long | In Price Book | 1.4 CL E format and accessories Medium
E83426U2_WG_G19 | 10A 250V 2G Uni Soc, WG | 237600 | 216000 | #REF! | Thanh Long | In Price Book | 1.4 CL E format and accessories Medium
E83426UES2_WD_G19 | 16A250V2GUniversalSocket,WD | 453200 | 412000 | #REF! | Thanh Long | In Price Book | 1.4 CL E format and accessories Medium
E83426UES2_WE_G19 | 16A250V2GUniversalSocket,WE | 316800 | 288000 | #REF! | Thanh Long | In Price Book | 1.4 CL E format and accessories Medium
E83426UES2_WG_G19 | 16A250V2GUniversalSocket,WG | 385000 | 350000 | #REF! | Thanh Long | In Price Book | 1.4 CL E format and accessories Medium
E8390FLW_WE_G19 | Night Foot Lamp w LED Illumination, WE | 656700 | 597000 | #REF! | Thanh Long | In Price Book | 1.4 CL E format and accessories Medium
E83PM25_WE | PM2.5 Indicator White | 2209900 | 2009000 | #REF! | Thanh Long | In Price Book | 1.4 CL E format and accessories Medium
E83T727V_WD_G19 | 115/240V 20VA Uni Ver Shaver, WD | 2722500 | 2475000 | #REF! | Thanh Long | In Price Book | 1.4 CL E format and accessories Medium
E83T727V_WE_G19 | 115/240V 20VA Uni Ver Shaver, WE | 1892000 | 1720000 | #REF! | Thanh Long | In Price Book | 1.4 CL E format and accessories Medium
E83T727V_WG_G19 | 115/240V 20VA Uni Ver Shaver, WG | 2277000 | 2070000 | #REF! | Thanh Long | In Price Book | 1.4 CL E format and accessories Medium
E84_26_SA_C2018110 | 2GangSurroundSA_C2018110 | 179300 | 163000 | #REF! | Thanh Long | In Price Book | 1.7 CL E format and accessories Optimum
E84_26_SZ_C2018110 | 2GangSurroundSZ_C2018110 | 179300 | 163000 | #REF! | Thanh Long | In Price Book | 1.7 CL E format and accessories Optimum
E84_26_WE_C16015 | 2 Gang Surround WE_C16015 | 139700 | 127000 | #REF! | Thanh Long | In Price Book | 1.7 CL E format and accessories Optimum
E84_36_SA_C2018110 | 3GangSurroundSA_C2018110 | 245300 | 223000 | #REF! | Thanh Long | In Price Book | 1.7 CL E format and accessories Optimum
E84_36_SZ_C2018110 | 3GangSurroundSZ_C2018110 | 245300 | 223000 | #REF! | Thanh Long | In Price Book | 1.7 CL E format and accessories Optimum
E84_36_WE_C16015 | 3 Gang Surround WE_C16015 | 190300 | 173000 | #REF! | Thanh Long | In Price Book | 1.7 CL E format and accessories Optimum
E84_46_SA_C2018110 | 4GangSurroundSA_C2018110 | 303600 | 276000 | #REF! | Thanh Long | In Price Book | 1.7 CL E format and accessories Optimum
E84_46_SZ_C2018110 | 4GangSurroundSZ_C2018110 | 303600 | 276000 | #REF! | Thanh Long | In Price Book | 1.7 CL E format and accessories Optimum
E84_46_WE_C16015 | 4 Gang Surround WE_C16015 | 245300 | 223000 | #REF! | Thanh Long | In Price Book | 1.7 CL E format and accessories Optimum
E84_56_SA_C2018110 | 5GangSurroundSA_C2018110 | 372900 | 339000 | #REF! | Thanh Long | In Price Book | 1.7 CL E format and accessories Optimum
E84_56_SZ_C2018110 | 5GangSurroundSZ_C2018110 | 372900 | 339000 | #REF! | Thanh Long | In Price Book | 1.7 CL E format and accessories Optimum
E84_56_WE_C16015 | 5 Gang Surround WE_C16015 | 291500 | 265000 | #REF! | Thanh Long | In Price Book | 1.7 CL E format and accessories Optimum
E8415_SZ_G19 | 13A 1G PP SW SKT(POSITION OF THE SW.) | 289300 | 263000 | #REF! | Thanh Long | In Price Book | 1.7 CL E format and accessories Optimum
E8415U_G19 | SWITCH UNIVERSAL SOCKET | 201300 | 183000 | #REF! | Thanh Long | In Price Book | 1.7 CL E format and accessories Optimum
E8415U_SZ_G19 | SWITCH UNIVERSAL SOCKET | 238700 | 217000 | #REF! | Thanh Long | In Price Book | 1.7 CL E format and accessories Optimum
E8430FSGN_SZ_G19 | 1G Unswitched Fused Connection W/neon | 466400 | 424000 | #REF! | Thanh Long | In Price Book | 1.7 CL E format and accessories Optimum
E8430X_SZ_G19 | 3G BLANK PLATE MODULE | 93500 | 85000 | #REF! | Thanh Long | In Price Book | 1.7 CL E format and accessories Optimum
E8431_1_G19 | 16AX-20 1G 1 WAY SWITCH | 121000 | 110000 | #REF! | Thanh Long | In Price Book | 1.7 CL E format and accessories Optimum
E8431_1_SA_G19 | 1G 1 Way Full-Flat SW with Ondicator | 138600 | 126000 | #REF! | Thanh Long | In Price Book | 1.7 CL E format and accessories Optimum
E8431_1_SZ_G19 | 16AX-20 1G 1 WAY SWITCH | 138600 | 126000 | #REF! | Thanh Long | In Price Book | 1.7 CL E format and accessories Optimum
E8431_2_G19 | 16AX-20 1G 2 WAY SWITCH | 163900 | 149000 | #REF! | Thanh Long | In Price Book | 1.7 CL E format and accessories Optimum
E8431_2_SA_G19 | 16AX/20A 1 Gang 2 Way Full-Flat Switch | 188100 | 171000 | #REF! | Thanh Long | In Price Book | 1.7 CL E format and accessories Optimum
E8431_2_SZ_G19 | 16AX-20 1G 2 WAY SWITCH | 187000 | 170000 | #REF! | Thanh Long | In Price Book | 1.7 CL E format and accessories Optimum
E8431_I_G19 | 16X 1G Intermediate Switch | 233200 | 212000 | #REF! | Thanh Long | In Price Book | 1.7 CL E format and accessories Optimum
E8431_I_SZ_G19 | 16AX 1G FULL-FLAT INTERMEDIATE SWITCH | 272800 | 248000 | #REF! | Thanh Long | In Price Book | 1.7 CL E format and accessories Optimum
E8431BP1_G19 | E84 Bell Press SWITCH | 198000 | 180000 | #REF! | Thanh Long | In Price Book | 1.7 CL E format and accessories Optimum
E8431BP1_SZ_G19 | E84 Bell Press SWITCH | 225500 | 205000 | #REF! | Thanh Long | In Price Book | 1.7 CL E format and accessories Optimum
E8431BPD_G19 | 1G FULL-FLAT BELL SW W/DND SYM | 547800 | 498000 | #REF! | Thanh Long | In Price Book | 1.7 CL E format and accessories Optimum
E8431BPD_SZ_G19 | 1G FULL-FLAT BELL SW W/DND SYM | 595100 | 541000 | #REF! | Thanh Long | In Price Book | 1.7 CL E format and accessories Optimum
E8431BPDM_G19 | 16A 2G 1W Do not disturb SW (SZ) | 547800 | 498000 | #REF! | Thanh Long | In Price Book | 1.7 CL E format and accessories Optimum
E8431BPDM_SA_G19 | 1G FULL-FLAT BELL SW W/DND & PCU SYMBOLS | 595100 | 541000 | #REF! | Thanh Long | In Price Book | 1.7 CL E format and accessories Optimum
E8431BPDM_SZ_G19 | Don't disturb&Pls clean up Indicator&BP | 595100 | 541000 | #REF! | Thanh Long | In Price Book | 1.7 CL E format and accessories Optimum
E8431D20_G19 | 20A 1GANG DOUBLE POLE SWITCH | 341000 | 310000 | #REF! | Thanh Long | In Price Book | 1.7 CL E format and accessories Optimum
E8431D20_SA_G19 | 20A 1GANG DOUBLE POLE SWITCH | 390500 | 355000 | #REF! | Thanh Long | In Price Book | 1.7 CL E format and accessories Optimum
E8431D20_SZ_G19 | 20A 1GANG DOUBLE POLE SWITCH | 387200 | 352000 | #REF! | Thanh Long | In Price Book | 1.7 CL E format and accessories Optimum
E8431D32_SZ_G19 | 32A 1GANG DOUBLE POLE SWITCH | 784300 | 713000 | #REF! | Thanh Long | In Price Book | 1.7 CL E format and accessories Optimum
E8431EKT_SA | ELECTRONIC KEY CARD TIME DELAY SW | 1212200 | 1102000 | #REF! | Thanh Long | In Price Book | 1.7 CL E format and accessories Optimum
E8431EKT_SZ | ELECTRONIC KEY CARD TIME DELAY SW | 1212200 | 1102000 | #REF! | Thanh Long | In Price Book | 1.7 CL E format and accessories Optimum
E8431EKT_WE | ELECTRONIC KEY CARD TIME DELAY SW | 1003200 | 912000 | #REF! | Thanh Long | In Price Book | 1.7 CL E format and accessories Optimum
E8431EPD4_SA | 350VA 50HZ 1G FULL-FLAT UNI DIMMER W/LED | 1653300 | 1503000 | #REF! | Thanh Long | In Price Book | 1.7 CL E format and accessories Optimum
E8431EPD4_SZ | 350VA 50HZ 1G FULL-FLAT UNI DIMMER W/LED | 1668700 | 1517000 | #REF! | Thanh Long | In Price Book | 1.7 CL E format and accessories Optimum
E8431EPD4_WE | 350VA 50HZ 1G FULL-FLAT UNI DIMMER W/LED | 1589500 | 1445000 | #REF! | Thanh Long | In Price Book | 1.7 CL E format and accessories Optimum
E8431RJ_G19 | 1 Gang Wallplate without Modular Jack | 96800 | 88000 | #REF! | Thanh Long | In Price Book | 1.7 CL E format and accessories Optimum
E8431RJS_5_G19 | 1 GANG DATA CAT5E W. SHUTTER ON PLATE, W | 210100 | 191000 | #REF! | Thanh Long | In Price Book | 1.7 CL E format and accessories Optimum
E8431RJS_5_SA_G19 | 1 GANG DATA CAT5E W. SHUTTER ON PLATE, S | 249700 | 227000 | #REF! | Thanh Long | In Price Book | 1.7 CL E format and accessories Optimum
E8431RJS_5_SZ_G19 | 1 GANG DATA CAT5E W. SHUTTER ON PLATE, S | 249700 | 227000 | #REF! | Thanh Long | In Price Book | 1.7 CL E format and accessories Optimum
E8431RJS_6_G19 | 1 GANG DATA CAT6 W. SHUTTER ON PLATE, WH | 314600 | 286000 | #REF! | Thanh Long | In Price Book | 1.7 CL E format and accessories Optimum
E8431RJS_6_SA_G19 | 1 GANG DATA CAT6 W. SHUTTER ON PLATE, SI | 385000 | 350000 | #REF! | Thanh Long | In Price Book | 1.7 CL E format and accessories Optimum
E8431RJS_6_SZ_G19 | 1 GANG DATA CAT6 W. SHUTTER ON PLATE, SI | 385000 | 350000 | #REF! | Thanh Long | In Price Book | 1.7 CL E format and accessories Optimum
E8431RJS_SA_G19 | 1G Outlet 6e on Shuttered Wallplate | 151800 | 138000 | #REF! | Thanh Long | In Price Book | 1.7 CL E format and accessories Optimum
E8431RJS4_G19 | 1 GANG TEL OUTLET W. SHUTTER ON PLATE, W | 162800 | 148000 | #REF! | Thanh Long | In Price Book | 1.7 CL E format and accessories Optimum
E8431RJS4_SA_G19 | 1 GANG TEL OUTLET W. SHUTTER ON PLATE, S | 198000 | 180000 | #REF! | Thanh Long | In Price Book | 1.7 CL E format and accessories Optimum
E8431RJS4_SZ_G19 | 1 GANG TEL OUTLET W. SHUTTER ON PLATE, S | 198000 | 180000 | #REF! | Thanh Long | In Price Book | 1.7 CL E format and accessories Optimum
E8431SPF_SZ | 1G FULL-FLAT ELECTRONICS FAN CONTROLLER | 2098800 | 1908000 | #REF! | Thanh Long | In Price Book | 1.7 CL E format and accessories Optimum
E8431TVS_G19 | 1 GANG TV OUTLET, WHITE | 256300 | 233000 | #REF! | Thanh Long | In Price Book | 1.7 CL E format and accessories Optimum
E8431TVS_SA_G19 | 1 GANG TV OUTLET SLAVE, SILVER SATIN | 303600 | 276000 | #REF! | Thanh Long | In Price Book | 1.7 CL E format and accessories Optimum
E8431TVS_SZ_G19 | 1 GANG TV OUTLET SLAVE, SILVER BRONZE | 303600 | 276000 | #REF! | Thanh Long | In Price Book | 1.7 CL E format and accessories Optimum
E8431USB_SA_G19 | 1 x 2.1A USB Charger SA | 1236400 | 1124000 | #REF! | Thanh Long | In Price Book | 1.7 CL E format and accessories Optimum
E8431USB_SZ_G19 | 1 x 2.1A USB Charger SZ | 1236400 | 1124000 | #REF! | Thanh Long | In Price Book | 1.7 CL E format and accessories Optimum
E8431USB_WE_G19 | 1 x 2.1A USB Charger, WE | 1084600 | 986000 | #REF! | Thanh Long | In Price Book | 1.7 CL E format and accessories Optimum
E8432_1_G19 | 16A 2 GANG 1 WAY SWITCH W. ONDICATOR, WH | 190300 | 173000 | #REF! | Thanh Long | In Price Book | 1.7 CL E format and accessories Optimum
E8432_1_SA_G19 | 16A 2 GANG 1 WAY SWITCH W. ONDICATOR, SI | 217800 | 198000 | #REF! | Thanh Long | In Price Book | 1.7 CL E format and accessories Optimum
E8432_1_SZ_G19 | 16A 2 GANG 1 WAY SWITCH W. ONDICATOR, SI | 217800 | 198000 | #REF! | Thanh Long | In Price Book | 1.7 CL E format and accessories Optimum
E8432_2_G19 | 16A 2 GANG 2 WAY SWITCH, WHITE | 250800 | 228000 | #REF! | Thanh Long | In Price Book | 1.7 CL E format and accessories Optimum
E8432_2_SA_G19 | 2G 1 Way Full-Flat Switch with Ondicator | 289300 | 263000 | #REF! | Thanh Long | In Price Book | 1.7 CL E format and accessories Optimum
E8432_2_SZ_G19 | 16A 2 GANG 2 WAY SWITCH, SILVER BRONZE | 289300 | 263000 | #REF! | Thanh Long | In Price Book | 1.7 CL E format and accessories Optimum
E8432DMS_G19 | 2 GANG FULL-FLAT SWITCH WITH ILLUMINATED | 519200 | 472000 | #REF! | Thanh Long | In Price Book | 1.7 CL E format and accessories Optimum
E8432DMS_SA_G19 | 16A 2G 1W Do not disturb SW (SA) | 622600 | 566000 | #REF! | Thanh Long | In Price Book | 1.7 CL E format and accessories Optimum
E8432DMS_SZ_G19 | 16A 2G 1W Do not disturb SW (SZ) | 622600 | 566000 | #REF! | Thanh Long | In Price Book | 1.7 CL E format and accessories Optimum
E8432EPD3_SZ | 300VA 50HZ 2G FULL-FLAT UNI DIMMER W/LED | 2858900 | 2599000 | #REF! | Thanh Long | In Price Book | 1.7 CL E format and accessories Optimum
E8432PR1_SZ_G19 | 10A 2G FULL-FLAT PRESS ON/OFF SWITCH SZ | 326700 | 297000 | #REF! | Thanh Long | In Price Book | 1.7 CL E format and accessories Optimum
E8432RJS_6_G19 | 2 GANG DATA CAT6 W. SHUTTER ON PLATE, WH | 489500 | 445000 | #REF! | Thanh Long | In Price Book | 1.7 CL E format and accessories Optimum
E8432RJS_6_SZ_G19 | 2 GANG DATA CAT6 W. SHUTTER ON PLATE, SI | 588500 | 535000 | #REF! | Thanh Long | In Price Book | 1.7 CL E format and accessories Optimum
E8432RJS4_G19 | 2G TEL SOCKET ON SHUTTERED WALLPLATE | 272800 | 248000 | #REF! | Thanh Long | In Price Book | 1.7 CL E format and accessories Optimum
E8432TDRJS_5SZ_G19 | TEL + DATA CAT5E W. INTEGRATED SHUTTER, | 369600 | 336000 | #REF! | Thanh Long | In Price Book | 1.7 CL E format and accessories Optimum
E8432TDRJS_6_G19 | TEL + DATA CAT6 W. SHUTTER ON PLATE, WHI | 396000 | 360000 | #REF! | Thanh Long | In Price Book | 1.7 CL E format and accessories Optimum
E8432TDRJS_6SA_G19 | TEL + DATA CAT6 W. SHUTTER ON PLATE, SIL | 475200 | 432000 | #REF! | Thanh Long | In Price Book | 1.7 CL E format and accessories Optimum
E8432TDRJS_6SZ_G19 | TEL + DATA CAT6 W. SHUTTER ON PLATE, SIL | 475200 | 432000 | #REF! | Thanh Long | In Price Book | 1.7 CL E format and accessories Optimum
E8432USB_SA_G19 | 2 x 2.1A USB Charger, SA | 1982200 | 1802000 | #REF! | Thanh Long | In Price Book | 1.7 CL E format and accessories Optimum
E8432USB_SZ_G19 | 2 x 2.1A USB Charger, SZ | 1982200 | 1802000 | #REF! | Thanh Long | In Price Book | 1.7 CL E format and accessories Optimum
E8432USB_WE_G19 | 2 x 2.1A USB Charger, WE | 1736900 | 1579000 | #REF! | Thanh Long | In Price Book | 1.7 CL E format and accessories Optimum
E8433_1_G19 | 16A 3 GANG 1 WAY SWITCH W. ONDICATOR, WH | 260700 | 237000 | #REF! | Thanh Long | In Price Book | 1.7 CL E format and accessories Optimum
E8433_1_SA_G19 | 16A 3 GANG 1 WAY SWITCH W. ONDICATOR, SI | 301400 | 274000 | #REF! | Thanh Long | In Price Book | 1.7 CL E format and accessories Optimum
E8433_1_SZ_G19 | 16A 3 GANG 1 WAY SWITCH W. ONDICATOR, SI | 301400 | 274000 | #REF! | Thanh Long | In Price Book | 1.7 CL E format and accessories Optimum
E8433_2_G19 | 16A 3 GANG 2 WAY SWITCH, WHITE | 341000 | 310000 | #REF! | Thanh Long | In Price Book | 1.7 CL E format and accessories Optimum
E8433_2_SA_G19 | 16A 3 GANG 2 WAY SWITCH, SILVER SATIN | 393800 | 358000 | #REF! | Thanh Long | In Price Book | 1.7 CL E format and accessories Optimum
E8433_2_SZ_G19 | 16A 3 GANG 2 WAY SWITCH, SILVER BRONZE | 393800 | 358000 | #REF! | Thanh Long | In Price Book | 1.7 CL E format and accessories Optimum
E8434_1_G19 | 16A 4GANG 1WAY SWITCH (WE) | 372900 | 339000 | #REF! | Thanh Long | In Price Book | 1.7 CL E format and accessories Optimum
E8434_1_SA_G19 | 16AX/20A 4G 1W FULL-FLAT SW W/ONDICATOR | 443300 | 403000 | #REF! | Thanh Long | In Price Book | 1.7 CL E format and accessories Optimum
E8434_1_SZ_G19 | 16AX/20A 4G 1W FULL-FLAT SW W/ONDICATOR | 443300 | 403000 | #REF! | Thanh Long | In Price Book | 1.7 CL E format and accessories Optimum
E84426_16TS_SA_G19 | 16A 1G INT SKT SA | 337700 | 307000 | #REF! | Thanh Long | In Price Book | 1.7 CL E format and accessories Optimum
E84426_16TS_SZ_G19 | 16A 1G INT SKT SZ | 337700 | 307000 | #REF! | Thanh Long | In Price Book | 1.7 CL E format and accessories Optimum
E84426_16TS_WE_G19 | 1 Gang International socket | 279400 | 254000 | #REF! | Thanh Long | In Price Book | 1.7 CL E format and accessories Optimum
E84426_G19 | 13A 1 GANG SOCKET, BRITISH STANDARD, WHI | 146300 | 133000 | #REF! | Thanh Long | In Price Book | 1.7 CL E format and accessories Optimum
E84426U_SA_G19 | 10A 1G SOCKET, SILVER SATIN | 150700 | 137000 | #REF! | Thanh Long | In Price Book | 1.7 CL E format and accessories Optimum
E84426U2_G19 | 10A 2 GANG SOCKET, WHITE | 154000 | 140000 | #REF! | Thanh Long | In Price Book | 1.7 CL E format and accessories Optimum
E84426U2_SA_G19 | 10A 2G SOCKET, SILVER SATIN | 192500 | 175000 | #REF! | Thanh Long | In Price Book | 1.7 CL E format and accessories Optimum
E84426U2_SZ_G19 | 10A 2G SOCKET, SILVER BRONZE | 194700 | 177000 | #REF! | Thanh Long | In Price Book | 1.7 CL E format and accessories Optimum
E84426UES2_SA_G19 | 16A 250V double 3 pin universal skt_SA | 291500 | 265000 | #REF! | Thanh Long | In Price Book | 1.7 CL E format and accessories Optimum
E84426UES2_SZ_G19 | 16A 250V double 3 pin universal skt_SZ | 291500 | 265000 | #REF! | Thanh Long | In Price Book | 1.7 CL E format and accessories Optimum
E84426UES2_WE_G19 | 16A 250V double 3 pin universal skt_WE | 245300 | 223000 | #REF! | Thanh Long | In Price Book | 1.7 CL E format and accessories Optimum
E84426UEST2RSA_G19 | 16A 250V UNI 3 PIN 2 GANG SOCKET SA | 290400 | 264000 | #REF! | Thanh Long | In Price Book | 1.7 CL E format and accessories Optimum
E84426UEST2RSZ_G19 | 16A 250V UNI 3 PIN 2 GANG SOCKET SA | 288200 | 262000 | #REF! | Thanh Long | In Price Book | 1.7 CL E format and accessories Optimum
E84426UEST2RWE_G19 | 16A 2 GANG 3 PIN SOCKET, WHITE | 245300 | 223000 | #REF! | Thanh Long | In Price Book | 1.7 CL E format and accessories Optimum
E84426UESTR_SA_G19 | 16A 250V UNI 3 PIN 1 GANG SOCKET SA | 180400 | 164000 | #REF! | Thanh Long | In Price Book | 1.7 CL E format and accessories Optimum
E84426UESTR_SZ_G19 | 16A 250V UNI 3 PIN 1 GANG SOCKET SA | 180400 | 164000 | #REF! | Thanh Long | In Price Book | 1.7 CL E format and accessories Optimum
E84426UESTR_WE_G19 | 16A 1 GANG 3 PIN SOCKET, WHITE | 150700 | 137000 | #REF! | Thanh Long | In Price Book | 1.7 CL E format and accessories Optimum
E84554_G19 | 45A CONNECTION UNIT, WHITE | 489500 | 445000 | #REF! | Thanh Long | In Price Book | 1.7 CL E format and accessories Optimum
E84T426_G19 | 13A TWIN GANG SOCKET | 324500 | 295000 | #REF! | Thanh Long | In Price Book | 1.7 CL E format and accessories Optimum
E84T727V_SA | UNIVERSAL SHAVER UNIT, VERTICAL | 1735800 | 1578000 | #REF! | Thanh Long | In Price Book | 1.7 CL E format and accessories Optimum
E84T727V_SZ | UNIVERSAL SHAVER UNIT, VERTICAL | 1735800 | 1578000 | #REF! | Thanh Long | In Price Book | 1.7 CL E format and accessories Optimum
E84T727V_WE | UNIVERSAL SHAVER UNIT VERTICAL | 1563100 | 1421000 | #REF! | Thanh Long | In Price Book | 1.7 CL E format and accessories Optimum
EP13_G19 | 13A 3 PIN BRISTISH PLUG W. FUSE | 187000 | 170000 | #REF! | Thanh Long | In Price Book | 1.6 CL A format and accessories Optimum
EP15_WE_G19 | 15A plug | 221100 | 201000 | #REF! | Thanh Long | In Price Book | 1.6 CL A format and accessories Optimum
ESM15_G19 | 13A 1G METALCLAD SOCKET | 459800 | 418000 | #REF! | Thanh Long | In Price Book | 1.3 CL A format and accessories Medium
ESM25_G19 | 250V 13A TWIN SURF. SWD SOC. OUT. | 847000 | 770000 | #REF! | Thanh Long | In Price Book | 1.3 CL A format and accessories Medium
ESM31_1_2AR_G19 | 10AX 250V 1G 1 Way Sw | 350900 | 319000 | #REF! | Thanh Long | In Price Book | 1.6 CL A format and accessories Optimum
ESM31_2_3A_G19 | 250V 10AX 2W 3 TERM 1G SURF SWITCH | 399300 | 363000 | #REF! | Thanh Long | In Price Book | 1.6 CL A format and accessories Optimum
ET223R_TR | IP55TwinGangWaterproofSocketCover | 489500 | 445000 | #REF! | Thanh Long | In Price Book | 1.7 CL E format and accessories Optimum
ET257DBE_C5 | 2G back box for BS | 61600 | 56000 | #REF! | Thanh Long | In Price Book | 1.3 CL A format and accessories Medium
EZ9D33606 | Easy9 RCBO 1PN C 6A 30mA AC SLIM | 778800 | 708000 | #REF! | Thanh Long | In Price Book | 1.1 Easy9 range Medium
EZ9D33610 | Easy9 RCBO 1PN C 10A 30mA AC SLIM | 778800 | 708000 | #REF! | Thanh Long | In Price Book | 1.1 Easy9 range Medium
EZ9D33616 | Easy9 RCBO 1PN C 16A 30mA AC SLIM | 778800 | 708000 | #REF! | Thanh Long | In Price Book | 1.1 Easy9 range Medium
EZ9D33620 | Easy9 RCBO 1PN C 20A 30mA AC SLIM | 778800 | 708000 | #REF! | Thanh Long | In Price Book | 1.1 Easy9 range Medium
EZ9D33625 | Easy9 RCBO 1PN C 25A 30mA AC SLIM | 910800 | 828000 | #REF! | Thanh Long | In Price Book | 1.1 Easy9 range Medium
EZ9D33632 | Easy9 RCBO 1PN C 32A 30mA AC SLIM | 910800 | 828000 | #REF! | Thanh Long | In Price Book | 1.1 Easy9 range Medium
EZ9D34610 | Easy9 RCBO 1P-N 10A C 4500A 30MA AC-type | 687500 | 625000 | #REF! | Thanh Long | In Price Book | 1.1 Easy9 range Medium
EZ9D34616 | Easy9 RCBO 1P-N 16A C 4500A 30MA AC-type | 687500 | 625000 | #REF! | Thanh Long | In Price Book | 1.1 Easy9 range Medium
EZ9D34620 | Easy9 RCBO 1P-N 20A C 4500A 30MA AC-type | 687500 | 625000 | #REF! | Thanh Long | In Price Book | 1.1 Easy9 range Medium
EZ9D34625 | Easy9 RCBO 1P-N 25A C 4500A 30MA AC-type | 804100 | 731000 | #REF! | Thanh Long | In Price Book | 1.1 Easy9 range Medium
EZ9D34632 | Easy9 RCBO 1P-N 32A C 4500A 30MA AC-type | 804100 | 731000 | #REF! | Thanh Long | In Price Book | 1.1 Easy9 range Medium
EZ9D34640 | Easy9 RCBO 1P-N 40A C 4500A 30MA AC-type | 804100 | 731000 | #REF! | Thanh Long | In Price Book | 1.1 Easy9 range Medium
EZ9E0104 | EZ9 Plastic Enclosure 1R 4W smoked door | 205700 | 187000 | #REF! | Thanh Long | In Price Book | 1.3 CL A format and accessories Medium
EZ9E0108 | EZ9 Plastic Enclosure 1R 8W smoked door | 363000 | 330000 | #REF! | Thanh Long | In Price Book | 1.3 CL A format and accessories Medium
EZ9E0112 | EZ9 Plastic Enclosure 1R 12W smoked door | 496100 | 451000 | #REF! | Thanh Long | In Price Book | 1.3 CL A format and accessories Medium
EZ9E108S2F | Flush Enclosure 8M Smoked door+EN TB | 229900 | 209000 | #REF! | Thanh Long | In Price Book | 1.1 Easy9 range Medium
EZ9E112S2F | Flush Enclosure 12M Smoked door+EN TB | 266200 | 242000 | #REF! | Thanh Long | In Price Book | 1.1 Easy9 range Medium
EZ9E118S2F | Flush Enclosure 18M Smoked door+EN TB | 620400 | 564000 | #REF! | Thanh Long | In Price Book | 1.1 Easy9 range Medium
EZ9E212S2F | Flush Enclosure 24M Smoked door+EN TB | 815100 | 741000 | #REF! | Thanh Long | In Price Book | 1.1 Easy9 range Medium
EZ9E312S2F | Flush Enclosure 36M Smoked door+EN TB | 1151700 | 1047000 | #REF! | Thanh Long | In Price Book | 1.1 Easy9 range Medium
EZ9F34106 | Easy9 MCB 1P 6A C 4500A 230V Miniature | 85800 | 78000 | #REF! | Thanh Long | In Price Book | 1.1 Easy9 range Medium
EZ9F34110 | EASY9 MCB 1P 10A C 4500A 230V MINIATURE | 85800 | 78000 | #REF! | Thanh Long | In Price Book | 1.1 Easy9 range Medium
EZ9F34116 | EASY9 MCB 1P 16A C 4500A 230V MINIATURE | 85800 | 78000 | #REF! | Thanh Long | In Price Book | 1.1 Easy9 range Medium
EZ9F34120 | EASY9 MCB 1P 20A C 4500A 230V MINIATURE | 85800 | 78000 | #REF! | Thanh Long | In Price Book | 1.1 Easy9 range Medium
EZ9F34125 | EASY9 MCB 1P 25A C 4500A 230V MINIATURE | 85800 | 78000 | #REF! | Thanh Long | In Price Book | 1.1 Easy9 range Medium
EZ9F34132 | EASY9 MCB 1P 32A C 4500A 230V MINIATURE | 85800 | 78000 | #REF! | Thanh Long | In Price Book | 1.1 Easy9 range Medium
EZ9F34140 | EASY9 MCB 1P 40A C 4500A 230V MINIATURE | 127600 | 116000 | #REF! | Thanh Long | In Price Book | 1.1 Easy9 range Medium
EZ9F34150 | EASY9 MCB 1P 50A C 4500A 230V MINIATURE | 203500 | 185000 | #REF! | Thanh Long | In Price Book | 1.1 Easy9 range Medium
EZ9F34163 | EASY9 MCB 1P 63A C 4500A 230V MINIATURE | 203500 | 185000 | #REF! | Thanh Long | In Price Book | 1.1 Easy9 range Medium
EZ9F34206 | Easy9 MCB 2P 6A C 4500A 230V Miniature | 245300 | 223000 | #REF! | Thanh Long | In Price Book | 1.1 Easy9 range Medium
EZ9F34210 | EASY9 MCB 2P 10A C 4500A 230V MINIATURE | 245300 | 223000 | #REF! | Thanh Long | In Price Book | 1.1 Easy9 range Medium
EZ9F34216 | EASY9 MCB 2P 16A C 4500A 230V MINIATURE | 245300 | 223000 | #REF! | Thanh Long | In Price Book | 1.1 Easy9 range Medium
EZ9F34220 | EASY9 MCB 2P 20A C 4500A 230V MINIATURE | 245300 | 223000 | #REF! | Thanh Long | In Price Book | 1.1 Easy9 range Medium
EZ9F34225 | EASY9 MCB 2P 25A C 4500A 230V MINIATURE | 245300 | 223000 | #REF! | Thanh Long | In Price Book | 1.1 Easy9 range Medium
EZ9F34232 | EASY9 MCB 2P 32A C 4500A 230V MINIATURE | 245300 | 223000 | #REF! | Thanh Long | In Price Book | 1.1 Easy9 range Medium
EZ9F34240 | EASY9 MCB 2P 40A C 4500A 230V MINIATURE | 245300 | 223000 | #REF! | Thanh Long | In Price Book | 1.1 Easy9 range Medium
EZ9F34250 | EASY9 MCB 2P 50A C 4500A 230V MINIATURE | 408100 | 371000 | #REF! | Thanh Long | In Price Book | 1.1 Easy9 range Medium
EZ9F34263 | EASY9 MCB 2P 63A C 4500A 230V MINIATURE | 408100 | 371000 | #REF! | Thanh Long | In Price Book | 1.1 Easy9 range Medium
EZ9F34306 | Easy9 MCB 3P 6A C 4500A 400V Miniature | 436700 | 397000 | #REF! | Thanh Long | In Price Book | 1.1 Easy9 range Medium
EZ9F34310 | EASY9 MCB 3P 10A C 4500A 400V MINIATURE | 436700 | 397000 | #REF! | Thanh Long | In Price Book | 1.1 Easy9 range Medium
EZ9F34316 | EASY9 MCB 3P 16A C 4500A 400V MINIATURE | 436700 | 397000 | #REF! | Thanh Long | In Price Book | 1.1 Easy9 range Medium
EZ9F34320 | EASY9 MCB 3P 20A C 4500A 400V MINIATURE | 436700 | 397000 | #REF! | Thanh Long | In Price Book | 1.1 Easy9 range Medium
EZ9F34325 | EASY9 MCB 3P 25A C 4500A 400V MINIATURE | 436700 | 397000 | #REF! | Thanh Long | In Price Book | 1.1 Easy9 range Medium
EZ9F34332 | EASY9 MCB 3P 32A C 4500A 400V MINIATURE | 436700 | 397000 | #REF! | Thanh Long | In Price Book | 1.1 Easy9 range Medium
EZ9F34340 | EASY9 MCB 3P 40A C 4500A 400V MINIATURE | 436700 | 397000 | #REF! | Thanh Long | In Price Book | 1.1 Easy9 range Medium
EZ9F34350 | EASY9 MCB 3P 50A C 4500A 400V MINIATURE | 654500 | 595000 | #REF! | Thanh Long | In Price Book | 1.1 Easy9 range Medium
EZ9F34363 | EASY9 MCB 3P 63A C 4500A 400V MINIATURE | 654500 | 595000 | #REF! | Thanh Long | In Price Book | 1.1 Easy9 range Medium
EZ9F34440 | Easy9 MCB 4P 40A C 4500A 400V | 614900 | 559000 | #REF! | Thanh Long | In Price Book | 1.1 Easy9 range Medium
EZ9F34450 | Easy9 MCB 4P 50A C 4500A 400V | 921800 | 838000 | #REF! | Thanh Long | In Price Book | 1.1 Easy9 range Medium
EZ9F34463 | Easy9 MCB 4P 63A C 4500A 400V | 921800 | 838000 | #REF! | Thanh Long | In Price Book | 1.1 Easy9 range Medium
EZ9L33120 | Easy9 Surge Arrestor T2 1P 20kA 230V | 694100 | 631000 | #REF! | Thanh Long | In Price Book | 1.1 Easy9 range Medium
EZ9L33620 | Easy9 Surge Arrestor T2 1P-N 20kA 230V | 929500 | 845000 | #REF! | Thanh Long | In Price Book | 1.1 Easy9 range Medium
EZ9L33720 | Easy9 Surge Arrestor T2 3P-N 20kA 400V | 1600500 | 1455000 | #REF! | Thanh Long | In Price Book | 1.1 Easy9 range Medium
EZ9L33745 | Easy9 Surge Arrestor T2 3P-N 20kA 400V | 1659900 | 1509000 | #REF! | Thanh Long | In Price Book | 1.1 Easy9 range Medium
EZ9R34425 | Easy9 RCCB 4P 25A 30MA AC-type 400V Resi | 1278200 | 1162000 | #REF! | Thanh Long | In Price Book | 1.1 Easy9 range Medium
EZ9R34440 | Easy9 RCCB 4P 40A 30MA AC-type 400V Resi | 1366200 | 1242000 | #REF! | Thanh Long | In Price Book | 1.1 Easy9 range Medium
EZ9R34463 | Easy9 RCCB 4P 63A 30MA AC-type 400V Resi | 1821600 | 1656000 | #REF! | Thanh Long | In Price Book | 1.1 Easy9 range Medium
EZ9R36225 | Easy9 RCCB 2P 25A 30MA AC-type 230V | 793100 | 721000 | #REF! | Thanh Long | In Price Book | 1.1 Easy9 range Medium
EZ9R36240 | Easy9 RCCB 2P 40A 30MA AC-type 230V | 838200 | 762000 | #REF! | Thanh Long | In Price Book | 1.1 Easy9 range Medium
EZ9R36263 | Easy9 RCCB 2P 63A 30MA AC-type 230V | 883300 | 803000 | #REF! | Thanh Long | In Price Book | 1.1 Easy9 range Medium
EZ9R64440 | Easy9 RCCB 4P 40A 300MA AC-type 400V Res | 1315600 | 1196000 | #REF! | Thanh Long | In Price Book | 1.1 Easy9 range Medium
EZ9R64463 | Easy9 RCCB 4P 63A 300MA AC-type 400V Res | 1505900 | 1369000 | #REF! | Thanh Long | In Price Book | 1.1 Easy9 range Medium
F1426UAM_WE | 13A 250V inter socket mechanism | 93500 | 85000 | #REF! | Thanh Long | In Price Book | 1.3 CL A format and accessories Medium
F1426UESM_WE_G19 | COMPONENT OF 16A250V | 93500 | 85000 | #REF! | Thanh Long | In Price Book | 1.3 CL A format and accessories Medium
F1426UEST2M_G19 | 16A 3 PIN TWIN SOCKET (L SIZE) | 93500 | 85000 | #REF! | Thanh Long | In Price Book | 1.3 CL A format and accessories Medium
F1426USM_WE_G19 | COMPONENT OF 10A250V | 69300 | 63000 | #REF! | Thanh Long | In Price Book | 1.3 CL A format and accessories Medium
F30426USM_WE_G19 | 10A 2PIN UNI SOC 1.5M SIZE WITH SHUTTER | 33000 | 30000 | #REF! | Thanh Long | In Price Book | 1.3 CL A format and accessories Medium
F30NM2_RD_G19 | 10A 250V NEON INDICATOR 1.5M SIZE (RED) | 69300 | 63000 | #REF! | Thanh Long | In Price Book | 1.3 CL A format and accessories Medium
F30R4M_WE_G19 | 4PIN RJ11 TEL SOC1.5M SIZE (NO SHUTTER) | 83600 | 76000 | #REF! | Thanh Long | In Price Book | 1.3 CL A format and accessories Medium
F30RJ5EM_WE_G19 | CAT5E DATA SOC 1.5M SIZE (NO SHUTTER) | 173800 | 158000 | #REF! | Thanh Long | In Price Book | 1.3 CL A format and accessories Medium
F30TVSM_WE_G19 | TV CO-AXIAL SOCKET 1.5M SIZE | 69300 | 63000 | #REF! | Thanh Long | In Price Book | 1.3 CL A format and accessories Medium
F3223HR_WE_G19 | WP cover | 268400 | 244000 | #REF! | Thanh Long | In Price Book | 1.3 CL A format and accessories Medium
F3223HSMR_WE_G19 | S-FLEXIWEATHERPROOFCOVERWBOXWHITE | 422400 | 384000 | #REF! | Thanh Long | In Price Book | 1.3 CL A format and accessories Medium
F50_2M1_5_WE | COMPONENT OF 16A 250V | 46200 | 42000 | #REF! | Thanh Long | In Price Book | 1.3 CL A format and accessories Medium
F50_2M1_WE | COMPONENT OF 16A 250V 4 | 38500 | 35000 | #REF! | Thanh Long | In Price Book | 1.3 CL A format and accessories Medium
F50_2M2_WE | COMPONENT OF 16A 250V 2 | 47300 | 43000 | #REF! | Thanh Long | In Price Book | 1.3 CL A format and accessories Medium
F50_2M4_WE | BELLSWITCHMECHANISM | 51700 | 47000 | #REF! | Thanh Long | In Price Book | 1.3 CL A format and accessories Medium
F50BPM4_WE | COMPONENT OF 10A 250V | 60500 | 55000 | #REF! | Thanh Long | In Price Book | 1.3 CL A format and accessories Medium
F50FC250M_WE | COMPONENT OF 16A 250V 1 | 243100 | 221000 | #REF! | Thanh Long | In Price Book | 1.3 CL A format and accessories Medium
F50M1_5_WE | COMPONENT OF 16A 250V | 17600 | 16000 | #REF! | Thanh Long | In Price Book | 1.3 CL A format and accessories Medium
F50M1_WE | COMPONENT OF 16A 250V 4 | 25300 | 23000 | #REF! | Thanh Long | In Price Book | 1.3 CL A format and accessories Medium
F50M2_WE | COMPONENT OF 16A 250V 2 | 35200 | 32000 | #REF! | Thanh Long | In Price Book | 1.3 CL A format and accessories Medium
F50M4_WE | COMPONENT OF 16A 250V | 41800 | 38000 | #REF! | Thanh Long | In Price Book | 1.3 CL A format and accessories Medium
F50RD400M_WE | COMPONENT OF 400W LIGHT | 207900 | 189000 | #REF! | Thanh Long | In Price Book | 1.3 CL A format and accessories Medium
F50RJ4M_WE_G19 | COMPONENT OF 4PIN TELEPHONE OUTLET | 108900 | 99000 | #REF! | Thanh Long | In Price Book | 1.3 CL A format and accessories Medium
F50RJ5EM_WE_G19 | C FLEXI 1G DATA COMMUNICATION OUTLET C | 201300 | 183000 | #REF! | Thanh Long | In Price Book | 1.3 CL A format and accessories Medium
F50RJ8M6_WE_G19 | CAT6 DATA CONNECTION OUTLET | 231000 | 210000 | #REF! | Thanh Long | In Price Book | 1.3 CL A format and accessories Medium
F50TVM_WE_G19 | COMPONENT OF TV CO-AXIAL | 71500 | 65000 | #REF! | Thanh Long | In Price Book | 1.3 CL A format and accessories Medium
F50XM1_WE | 1 GANG SMALL BLANK PLATE | 13200 | 12000 | #REF! | Thanh Long | In Price Book | 1.3 CL A format and accessories Medium
F50XM2_WE | COMPONENT OF 8PIN RJ45 CAT6 | 13200 | 12000 | #REF! | Thanh Long | In Price Book | 1.3 CL A format and accessories Medium
FG1050_WE | 1 GANG VER.SURROUND + GRID M SIZE | 17600 | 16000 | #REF! | Thanh Long | In Price Book | 1.3 CL A format and accessories Medium
FG1051_WE | ONE GANG PLATE(ONLY FOR 1 GANG SWITCH) | 17600 | 16000 | #REF! | Thanh Long | In Price Book | 1.3 CL A format and accessories Medium
FG1051MCB_WE_G19 | Cover for 1P MCB | 22000 | 20000 | #REF! | Thanh Long | In Price Book | 1.3 CL A format and accessories Medium
FG1051SB_WE_G19 | Cover for safety breaker | 16500 | 15000 | #REF! | Thanh Long | In Price Book | 1.3 CL A format and accessories Medium
FG1052_WE | TWO GANG PLATE(ONLY FOR 2 GANG SWITCH) | 17600 | 16000 | #REF! | Thanh Long | In Price Book | 1.3 CL A format and accessories Medium
FG1052MCB_WE_G19 | Cover for 2P MCB | 22000 | 20000 | #REF! | Thanh Long | In Price Book | 1.3 CL A format and accessories Medium
FG1053_WE | THREE GANG PLATE(WITHOUT 2 LITTLE PLATE) | 17600 | 16000 | #REF! | Thanh Long | In Price Book | 1.3 CL A format and accessories Medium
FST1054H_WE_G19 | 4G Plate | 44000 | 40000 | #REF! | Thanh Long | In Price Book | 1.3 CL A format and accessories Medium
FST1058H_WE_G19 | S-FLEXI8GANG120*120MMPLATE | 44000 | 40000 | #REF! | Thanh Long | In Price Book | 1.3 CL A format and accessories Medium
IMT33135 | Cable reel 15m HO5VVF 3G1.0 IP20 Schuko | 2134000 | 1940000 | #REF! | Thanh Long | In Price Book | 1.6 CL A format and accessories Optimum
IMT33136 | Cable reel 15m HO5VVF 3G1.5 IP44 Schuko | 2596000 | 2360000 | #REF! | Thanh Long | In Price Book | 1.6 CL A format and accessories Optimum
IMT33137 | Cable reel 15m HO5VVF 3G1.5 IP20 Schuko | 2420000 | 2200000 | #REF! | Thanh Long | In Price Book | 1.6 CL A format and accessories Optimum
IMT33140 | Cable reel 20m HO5VVF 3G1.5 IP20 Schuko | 3058000 | 2780000 | #REF! | Thanh Long | In Price Book | 1.6 CL A format and accessories Optimum
IMT33147 | Cable reel 25m HO7RNF 3G1.5 IP44 Schuko | 5797000 | 5270000 | #REF! | Thanh Long | In Price Book | 1.6 CL A format and accessories Optimum
IMT33148 | Cable reel 25m HO7RNF 3G2.5 IP44 Schuko | 6919000 | 6290000 | #REF! | Thanh Long | In Price Book | 1.6 CL A format and accessories Optimum
IMT33158 | Cable reel 40m HO7RNF 3G1.5 IP44 Schuko | 7073000 | 6430000 | #REF! | Thanh Long | In Price Book | 1.6 CL A format and accessories Optimum
IMT47208 | Mureva FL 20W 4000K, IP65 230V | 543400 | 494000 | #REF! | Thanh Long | In Price Book | 1.6 CL A format and accessories Optimum
IMT47209 | Mureva FL 20W 6500K, IP65 230V | 543400 | 494000 | #REF! | Thanh Long | In Price Book | 1.6 CL A format and accessories Optimum
IMT47210 | Mureva FL 30W 4000K, IP65 230V | 737000 | 670000 | #REF! | Thanh Long | In Price Book | 1.6 CL A format and accessories Optimum
IMT47211 | Mureva FL 30W 6500K, IP65 230V | 737000 | 670000 | #REF! | Thanh Long | In Price Book | 1.6 CL A format and accessories Optimum
IMT47212 | Mureva FL 50W 4000K, IP65 230V | 1076900 | 979000 | #REF! | Thanh Long | In Price Book | 1.6 CL A format and accessories Optimum
IMT47213 | Mureva FL 50W 6500K, IP65 230V | 1076900 | 979000 | #REF! | Thanh Long | In Price Book | 1.6 CL A format and accessories Optimum
IMT47214 | Mureva FL 100W 4000K, IP65 230V | 2050400 | 1864000 | #REF! | Thanh Long | In Price Book | 1.6 CL A format and accessories Optimum
IMt47215 | Mureva FL 100W 6500K, IP65 230V | 2050400 | 1864000 | #REF! | Thanh Long | In Price Book | 1.6 CL A format and accessories Optimum
IMT47216 | Mureva FL 20W 4000K, IP44 IR Sensor 230V | 1156100 | 1051000 | #REF! | Thanh Long | In Price Book | 1.6 CL A format and accessories Optimum
IMT47217 | Mureva FL 20W 6500K, IP44 IR Sensor 230V | 1156100 | 1051000 | #REF! | Thanh Long | In Price Book | 1.6 CL A format and accessories Optimum
IMT47218 | Mureva FL 30W 4000K, IP44 IR Sensor 230V | 1359600 | 1236000 | #REF! | Thanh Long | In Price Book | 1.6 CL A format and accessories Optimum
IMT47219 | Mureva FL 30W 6500K, IP44 IR Sensor 230V | 1359600 | 1236000 | #REF! | Thanh Long | In Price Book | 1.6 CL A format and accessories Optimum
IMT47220 | Mureva FL 50W 4000K, IP44 IR Sensor 230V | 1744600 | 1586000 | #REF! | Thanh Long | In Price Book | 1.6 CL A format and accessories Optimum
IMT47221 | Mureva FL 50W 6500K, IP44 IR Sensor 230V | 1744600 | 1586000 | #REF! | Thanh Long | In Price Book | 1.6 CL A format and accessories Optimum
IMT47222 | Mureva FL 150W, IP65 230V | 6650600 | 6046000 | #REF! | Thanh Long | In Price Book | 1.6 CL A format and accessories Optimum
IMT47223 | Mureva FL 200W, IP65 230V | 7602100 | 6911000 | #REF! | Thanh Long | In Price Book | 1.6 CL A format and accessories Optimum
IMT47224 | Mureva FL 300W, IP65 230V | 10956000 | 9960000 | #REF! | Thanh Long | In Price Book | 1.6 CL A format and accessories Optimum
IMT47238 | Thorsman Mini Hand Light 220lm | 895400 | 814000 | #REF! | Thanh Long | In Price Book | 1.6 CL A format and accessories Optimum
IMT47239 | Thorsman Head Light 250lm | 1314500 | 1195000 | #REF! | Thanh Long | In Price Book | 1.6 CL A format and accessories Optimum
KB113LS_AS_G19 | 13A 250V 1G 3P UNI L D SW SKT, AS | 243100 | 221000 | #REF! | Thanh Long | In Price Book | 1.4 CL E format and accessories Medium
KB113LS_WE_G19 | 13A 250V 1G 3-PIN UNI L DOLLY SWD SKT | 184800 | 168000 | #REF! | Thanh Long | In Price Book | 1.4 CL E format and accessories Medium
KB113LSN_AS | 13A 250V 1G 3P UNI L D SW SKT W/ NE, AS | 346500 | 315000 | #REF! | Thanh Long | In Price Book | 1.4 CL E format and accessories Medium
KB113LSN_WE | 13A 250V 1G 3PIN UNI L DOLLY SWD SKT W/N | 266200 | 242000 | #REF! | Thanh Long | In Price Book | 1.4 CL E format and accessories Medium
KB30_WE | 1 GANG BLANK PLATE | 69300 | 63000 | #REF! | Thanh Long | In Price Book | 1.4 CL E format and accessories Medium
KB31_1_AS_G19 | 16AX 250V 1G 1 WAY SW AS | 81400 | 74000 | #REF! | Thanh Long | In Price Book | 1.4 CL E format and accessories Medium
KB31_1_WE_G19 | 16AX 250V 1GANG 1WAY SWITCH | 64900 | 59000 | #REF! | Thanh Long | In Price Book | 1.4 CL E format and accessories Medium
KB31_AS_G19 | 16AX 250V 1G 2 WAY SW AS | 83600 | 76000 | #REF! | Thanh Long | In Price Book | 1.4 CL E format and accessories Medium
KB31_WE_G19 | 16AX250V1GANG2WAYSWITCH | 69300 | 63000 | #REF! | Thanh Long | In Price Book | 1.4 CL E format and accessories Medium
KB31BD_AS | DO NOT DISTURB W/ BELL, AS | 508200 | 462000 | #REF! | Thanh Long | In Price Book | 1.4 CL E format and accessories Medium
KB31BD_C_AS_G19 | DO NOT DISTURB & CLEAN UP W/ BELL, AS | 508200 | 462000 | #REF! | Thanh Long | In Price Book | 1.4 CL E format and accessories Medium
KB31BD_C_WE_G19 | DO NOT DISTURB & CLEAN UP ROOM W/BP | 392700 | 357000 | #REF! | Thanh Long | In Price Book | 1.4 CL E format and accessories Medium
KB31BD_WE | DO NOT DISTURB WITH BELL PRESS | 369600 | 336000 | #REF! | Thanh Long | In Price Book | 1.4 CL E format and accessories Medium
KB31BP_WE | 10A250V1GPRESSSW | 110000 | 100000 | #REF! | Thanh Long | In Price Book | 1.4 CL E format and accessories Medium
KB31BPB_AS_G19 | 10A 250V BELL PRESS SW AS | 104500 | 95000 | #REF! | Thanh Long | In Price Book | 1.4 CL E format and accessories Medium
KB31BPB_WE_G19 | 10A 250V BELL PRESS | 81400 | 74000 | #REF! | Thanh Long | In Price Book | 1.4 CL E format and accessories Medium
KB31D20NE_2_WE | 20A 250V 1G 2W DP SWITCH W-NEON & EARTH | 381700 | 347000 | #REF! | Thanh Long | In Price Book | 1.4 CL E format and accessories Medium
KB31D20NE_AS_G19 | 20A 250V 1G DP SW W/ NE & E, AS | 220000 | 200000 | #REF! | Thanh Long | In Price Book | 1.4 CL E format and accessories Medium
KB31D20NE_WE_G19 | 20A 250V DOUBLE POLE SWITCH W NEON&EARTH | 173800 | 158000 | #REF! | Thanh Long | In Price Book | 1.4 CL E format and accessories Medium
KB31DNFSG_WE | 13A 250V SWITCH FUSE CONNECT UNIT W NEON | 451000 | 410000 | #REF! | Thanh Long | In Price Book | 1.4 CL E format and accessories Medium
KB31DR45N_AS_G19 | 45A 250V 1G DP SW W- NE AS | 693000 | 630000 | #REF! | Thanh Long | In Price Book | 1.4 CL E format and accessories Medium
KB31EKT_AS | HOTEL KEY CARD AS | 1144000 | 1040000 | #REF! | Thanh Long | In Price Book | 1.4 CL E format and accessories Medium
KB31EKT_WE | HOTEL KEY CARD | 1039500 | 945000 | #REF! | Thanh Long | In Price Book | 1.4 CL E format and accessories Medium
KB31IA_AS_G19 | 10AX250VINTERMEDIATESWITCH,AS | 275000 | 250000 | #REF! | Thanh Long | In Price Book | 1.4 CL E format and accessories Medium
KB31IA_WE_G19 | 10AX 250V INTERMEDIATE SWITCH | 212300 | 193000 | #REF! | Thanh Long | In Price Book | 1.4 CL E format and accessories Medium
KB31RD400_AS | 1G 400W DIMMER, AS | 716100 | 651000 | #REF! | Thanh Long | In Price Book | 1.4 CL E format and accessories Medium
KB31RD400_WE | 400W LIGHT DIMMER | 531300 | 483000 | #REF! | Thanh Long | In Price Book | 1.4 CL E format and accessories Medium
KB31RF250_AS | 1G 250VA FAN SPEED CONTROLLER, AS | 577500 | 525000 | #REF! | Thanh Long | In Price Book | 1.4 CL E format and accessories Medium
KB31RF250_WE | 250V FAN SPEED CONTROLLER | 427900 | 389000 | #REF! | Thanh Long | In Price Book | 1.4 CL E format and accessories Medium
KB31RJ5E_AS | 1G CATEGORY 5E DATA OUTLET W/ SHUTTER | 231000 | 210000 | #REF! | Thanh Long | In Price Book | 1.4 CL E format and accessories Medium
KB31RJ5E_WE | 1 GANG CAT 5E WITH SHUTTER | 176000 | 160000 | #REF! | Thanh Long | In Price Book | 1.4 CL E format and accessories Medium
KB31RJ6_AS | 1G CAT 6 DATA OUTLET W/ SHUTTER, AS | 295900 | 269000 | #REF! | Thanh Long | In Price Book | 1.4 CL E format and accessories Medium
KB31RJ6_WE | 1G CAT6 DATA OUTLET W/SHUTTER | 231000 | 210000 | #REF! | Thanh Long | In Price Book | 1.4 CL E format and accessories Medium
KB31RJK_AS | 1G WALL P FOR KEYSTONE DATA JACK, AS | 104500 | 95000 | #REF! | Thanh Long | In Price Book | 1.4 CL E format and accessories Medium
KB31RJK_WE | KB31RJ OUTLET PLATE ASSEMBLY | 81400 | 74000 | #REF! | Thanh Long | In Price Book | 1.4 CL E format and accessories Medium
KB31TB_WE_G19 | 25A 250V CONNECTION UNIT | 143000 | 130000 | #REF! | Thanh Long | In Price Book | 1.4 CL E format and accessories Medium
KB31TS_AS | 1G TELE OUTLET W/ SHUTTER, AS | 150700 | 137000 | #REF! | Thanh Long | In Price Book | 1.4 CL E format and accessories Medium
KB31TS_WE | 1 GANG TELEPHONE OUTLET WITH SHUTTER | 127600 | 116000 | #REF! | Thanh Long | In Price Book | 1.4 CL E format and accessories Medium
KB31TV_AS | 1G TV CO-AXIAL OUTLET, AS | 173800 | 158000 | #REF! | Thanh Long | In Price Book | 1.4 CL E format and accessories Medium
KB31TV_WE | 1 GANG TV CO-AXIAL OUTLET | 140800 | 128000 | #REF! | Thanh Long | In Price Book | 1.4 CL E format and accessories Medium
KB31TVF_AS | 1G CABLE TVF CONNECTOR, AS | 150700 | 137000 | #REF! | Thanh Long | In Price Book | 1.4 CL E format and accessories Medium
KB31USB_AS_G19 | 1 x 2.1A USB Charger, AS | 1305700 | 1187000 | #REF! | Thanh Long | In Price Book | 1.4 CL E format and accessories Medium
KB31USB_WE_G19 | 1 x 2.1A USB Charger, WE | 1074700 | 977000 | #REF! | Thanh Long | In Price Book | 1.4 CL E format and accessories Medium
KB32_1_AS_G19 | 16AX 250V 2G 1 WAY SW AS | 115500 | 105000 | #REF! | Thanh Long | In Price Book | 1.4 CL E format and accessories Medium
KB32_1_WE_G19 | 16AX 250V 2GANG 1 WAY SWITCH | 92400 | 84000 | #REF! | Thanh Long | In Price Book | 1.4 CL E format and accessories Medium
KB32_AS_G19 | 16AX 250V 2G 2 WAY SW AS | 138600 | 126000 | #REF! | Thanh Long | In Price Book | 1.4 CL E format and accessories Medium
KB32_WE_G19 | 16AX250V2GANG2WAYSWITCH | 113300 | 103000 | #REF! | Thanh Long | In Price Book | 1.4 CL E format and accessories Medium
KB32D20NE_AS_G19 | 20A250V2GDPSWW/NE&E,AS | 415800 | 378000 | #REF! | Thanh Long | In Price Book | 1.4 CL E format and accessories Medium
KB32D20NE_WE_G19 | 20A250V2GDPSWITCHW/NEON&EARTH | 335500 | 305000 | #REF! | Thanh Long | In Price Book | 1.4 CL E format and accessories Medium
KB32RJ5E | 2 GANG CAT 5E WITH SHUTTER | 312400 | 284000 | #REF! | Thanh Long | In Price Book | 1.4 CL E format and accessories Medium
KB32RJ5E_AS | 2G CATEGORY 5E DATA OUTLET W/ SHUTTER | 415800 | 378000 | #REF! | Thanh Long | In Price Book | 1.4 CL E format and accessories Medium
KB32RJ6 | 2G CAT6 DATA OUTLET W/SHUTTER | 358600 | 326000 | #REF! | Thanh Long | In Price Book | 1.4 CL E format and accessories Medium
KB32RJ6_AS | 2G CAT 6 DATA OUTLET W/ SHUTTER, AS | 427900 | 389000 | #REF! | Thanh Long | In Price Book | 1.4 CL E format and accessories Medium
KB32RJK_AS | 2G WALL P FOR KEYSTONE DATA JACK, AS | 115500 | 105000 | #REF! | Thanh Long | In Price Book | 1.4 CL E format and accessories Medium
KB32SDC_AS_G19 | 2G 2W SW with DND & PCU icon, AS | 418000 | 380000 | #REF! | Thanh Long | In Price Book | 1.4 CL E format and accessories Medium
KB32SDC_WE_G19 | 2G 2W SWTCH DO NOT DSTRB & PLS CLEAN | 330000 | 300000 | #REF! | Thanh Long | In Price Book | 1.4 CL E format and accessories Medium
KB32TS | 2 GANG TELEPHONE OUTLET WITH SHUTTER | 196900 | 179000 | #REF! | Thanh Long | In Price Book | 1.4 CL E format and accessories Medium
KB32TS_AS | 2G TELE OUTLET W/ SHUTTER, AS | 254100 | 231000 | #REF! | Thanh Long | In Price Book | 1.4 CL E format and accessories Medium
KB32TS_RJ5E | 1G TEL + 1G CAT5E DATA OUTLET W/SHUTTER | 283800 | 258000 | #REF! | Thanh Long | In Price Book | 1.4 CL E format and accessories Medium
KB32TS_RJ5E_AS | 1G TELE + 1G CAT 5E DATA W/ SHUTTER, AS | 369600 | 336000 | #REF! | Thanh Long | In Price Book | 1.4 CL E format and accessories Medium
KB32TV | 2 GANG TV CO-AXIAL OUTLET | 243100 | 221000 | #REF! | Thanh Long | In Price Book | 1.4 CL E format and accessories Medium
KB32TV_AS | 2G TV CO-AXIAL OUTLET, AS | 312400 | 284000 | #REF! | Thanh Long | In Price Book | 1.4 CL E format and accessories Medium
KB32USB_AS_G19 | 2 x 2.1A USB Charger, AS | 2068000 | 1880000 | #REF! | Thanh Long | In Price Book | 1.4 CL E format and accessories Medium
KB32USB_WE_G19 | 2 x 2.1A USB Charger, WE | 1698400 | 1544000 | #REF! | Thanh Long | In Price Book | 1.4 CL E format and accessories Medium
KB32X_WE | 2G WALL PLATE 30 mech W/ APO TIME, WE | 110000 | 100000 | #REF! | Thanh Long | In Price Book | 1.4 CL E format and accessories Medium
KB33_1_AS_G19 | 16AX 250V 3G 1 WAY SW AS | 150700 | 137000 | #REF! | Thanh Long | In Price Book | 1.4 CL E format and accessories Medium
KB33_1_WE_G19 | 16AX 250V 3GANG 1 WAY SWITCH | 122100 | 111000 | #REF! | Thanh Long | In Price Book | 1.4 CL E format and accessories Medium
KB33_AS_G19 | 16AX 250V 3G 2 WAY SW AS | 196900 | 179000 | #REF! | Thanh Long | In Price Book | 1.4 CL E format and accessories Medium
KB33_WE_G19 | 16AX 250V 3GANG 2 WAY SWITCH | 161700 | 147000 | #REF! | Thanh Long | In Price Book | 1.4 CL E format and accessories Medium
KB34_1_AS | 16AX250V4G1WAYSW,AS | 323400 | 294000 | #REF! | Thanh Long | In Price Book | 1.4 CL E format and accessories Medium
KB34_1_WE | 16AX 250V 4 GANG 1 WAY SWITCH | 254100 | 231000 | #REF! | Thanh Long | In Price Book | 1.4 CL E format and accessories Medium
KB34_AS | 16AX250V4G2WAYSW,AS | 335500 | 305000 | #REF! | Thanh Long | In Price Book | 1.4 CL E format and accessories Medium
KB34_WE | 16AX 250V 4 GANG 2 WAY SWITCH | 300300 | 273000 | #REF! | Thanh Long | In Price Book | 1.4 CL E format and accessories Medium
KB34S_1_AS_G19 | 16AX 250V 4G 1WAY SW,AS | 404800 | 368000 | #REF! | Thanh Long | In Price Book | 1.4 CL E format and accessories Medium
KB34S_1_WE_G19 | 16AX250V4G1WAYSW,WE | 323400 | 294000 | #REF! | Thanh Long | In Price Book | 1.4 CL E format and accessories Medium
KB34S_WE_G19 | 16AX250V4G2WAYSW,WE | 358600 | 326000 | #REF! | Thanh Long | In Price Book | 1.4 CL E format and accessories Medium
KB413S | 13A 250V 1 Gang 3 Pin Universal Socket | 173800 | 158000 | #REF! | Thanh Long | In Price Book | 1.4 CL E format and accessories Medium
KB413S_AS_G19 | 13A 250V 1G 3P UNI SKT, AS | 213400 | 194000 | #REF! | Thanh Long | In Price Book | 1.4 CL E format and accessories Medium
KB42616USB_AS_G19 | 16A Int Socket with 2.1A USB, AS | 2024000 | 1840000 | #REF! | Thanh Long | In Price Book | 1.4 CL E format and accessories Medium
KB42616USB_WE_G19 | 16A Int Socket with 2.1A USB, WE | 1628000 | 1480000 | #REF! | Thanh Long | In Price Book | 1.4 CL E format and accessories Medium
KB426UES2_AS_G19 | 16A 250V double 3 pin universal skt_AS | 289300 | 263000 | #REF! | Thanh Long | In Price Book | 1.4 CL E format and accessories Medium
KB426UES2_WE_G19 | 16A 250V double 3 pin universal skt_WE | 207900 | 189000 | #REF! | Thanh Long | In Price Book | 1.4 CL E format and accessories Medium
KB426UEST_AS_G19 | 1 gang 3 PIN universal socket | 174900 | 159000 | #REF! | Thanh Long | In Price Book | 1.4 CL E format and accessories Medium
KB426UEST_G19 | 1 gang 3 PIN universal socket | 138600 | 126000 | #REF! | Thanh Long | In Price Book | 1.4 CL E format and accessories Medium
KB426US_AS_G19 | 10A 250V 1G 2PUNI SKT, AS | 138600 | 126000 | #REF! | Thanh Long | In Price Book | 1.7 CL E format and accessories Optimum
KB426US_WE_G19 | 10A 250V 1 GANG 2 PIN UNIVERSAL SOCKET | 115500 | 105000 | #REF! | Thanh Long | In Price Book | 1.7 CL E format and accessories Optimum
KB426US2_AS_G19 | 10A 250V 2G 2P UNI SKT, AS | 173800 | 158000 | #REF! | Thanh Long | In Price Book | 1.4 CL E format and accessories Medium
KB426US2_WE_G19 | 10A 250V 2 GANG 2 PIN UNIVERSAL SOCKET | 138600 | 126000 | #REF! | Thanh Long | In Price Book | 1.4 CL E format and accessories Medium
KBT30_AS | 2G BLANK PLATE, AS | 173800 | 158000 | #REF! | Thanh Long | In Price Book | 1.4 CL E format and accessories Medium
KBT413S_AS_G19 | 13A 250V 2G 3P UNI SKT, AS | 440000 | 400000 | #REF! | Thanh Long | In Price Book | 1.7 CL E format and accessories Optimum
KBT413S_WE_G19 | 13A 250V 2Gang 3Pin Universal Socket | 341000 | 310000 | #REF! | Thanh Long | In Price Book | 1.4 CL E format and accessories Medium
KBT426UEST2_AS_G19 | Twin gang 3 PIN universal socket | 253000 | 230000 | #REF! | Thanh Long | In Price Book | 1.4 CL E format and accessories Medium
KBT426UEST2_G19 | Twin gang 3 PIN universal socket | 198000 | 180000 | #REF! | Thanh Long | In Price Book | 1.4 CL E format and accessories Medium
KBT727V_AS_G19 | 115/240V SHAVER UNIT, AS | 1778700 | 1617000 | #REF! | Thanh Long | In Price Book | 1.4 CL E format and accessories Medium
KBT727V_WE_G19 | 115/240V SHAVER UNIT | 1582900 | 1439000 | #REF! | Thanh Long | In Price Book | 1.4 CL E format and accessories Medium
M224B | 55MM WALL BOX | 83600 | 76000 | #REF! | Thanh Long | In Price Book | 1.3 CL A format and accessories Medium
M3T_SIS_WE | 16A 250V~ 2G 3Pin Uni SW Skt, WE | 143000 | 130000 | #REF! | Thanh Long | In Price Book | 1.3 CL A format and accessories Medium
M3T_USB_WE | 1 port 2.1A USB S sized, WE | 440000 | 400000 | #REF! | Thanh Long | In Price Book | 1.3 CL A format and accessories Medium
M3T_USB2_WE | 2 port 2.4A Type A+C USB 2S Sized, WE | 583000 | 530000 | #REF! | Thanh Long | In Price Book | 1.3 CL A format and accessories Medium
M3T01_WE | 1 Gang S Plate, WE | 16500 | 15000 | #REF! | Thanh Long | In Price Book | 1.3 CL A format and accessories Medium
M3T01BC_WE | Blank Cover Module, WE | 9900 | 9000 | #REF! | Thanh Long | In Price Book | 1.3 CL A format and accessories Medium
M3T01BP_WE | Blank Plate, WE | 19800 | 18000 | #REF! | Thanh Long | In Price Book | 1.3 CL A format and accessories Medium
M3T01MCB_WE | 1 Gang MCB Plate, WE | 19800 | 18000 | #REF! | Thanh Long | In Price Book | 1.3 CL A format and accessories Medium
M3T01SB_WE | SB cover plate, WE | 16500 | 15000 | #REF! | Thanh Long | In Price Book | 1.3 CL A format and accessories Medium
M3T01SC_WE | Side cover, WE | 8800 | 8000 | #REF! | Thanh Long | In Price Book | 1.3 CL A format and accessories Medium
M3T02_WE | 2 Gang Plate, WE | 16500 | 15000 | #REF! | Thanh Long | In Price Book | 1.3 CL A format and accessories Medium
M3T02MCB_WE | 2 Gang MCB plate, WE | 19800 | 18000 | #REF! | Thanh Long | In Price Book | 1.3 CL A format and accessories Medium
M3T03_WE | 3 Gang Plate, WE | 16500 | 15000 | #REF! | Thanh Long | In Price Book | 1.3 CL A format and accessories Medium
M3T1RJ4M_WE | Tel Mech w/shu, WE | 80300 | 73000 | #REF! | Thanh Long | In Price Book | 1.3 CL A format and accessories Medium
M3T1RJ5M_WE | CAT5e Data Mech w/shu, WE | 173800 | 158000 | #REF! | Thanh Long | In Price Book | 1.3 CL A format and accessories Medium
M3T1RJ6M_WE | CAT6 Data Mech w/shu, WE | 207900 | 189000 | #REF! | Thanh Long | In Price Book | 1.3 CL A format and accessories Medium
M3T1TV75M_WE | 75Ohm Coax TV Mech, WE | 80300 | 73000 | #REF! | Thanh Long | In Price Book | 1.3 CL A format and accessories Medium
M3T1V400DM_WE | Dimmer Mech w/ Rotary Knob, WE | 324500 | 295000 | #REF! | Thanh Long | In Price Book | 1.3 CL A format and accessories Medium
M3T1V400FM_WE | Fan Cont. Mech w/ Rotary Knob, WE | 311300 | 283000 | #REF! | Thanh Long | In Price Book | 1.3 CL A format and accessories Medium
M3T31_1F_WE | 16AX 250V~ 1W SW w Fluo S sized, WE | 18700 | 17000 | #REF! | Thanh Long | In Price Book | 1.3 CL A format and accessories Medium
M3T31_2_WE | 16AX 250V~ 2W SW S sized, WE | 40700 | 37000 | #REF! | Thanh Long | In Price Book | 1.3 CL A format and accessories Medium
M3T31_D20N_WE | 20A 250V~ DP SW w LED S sized, WE | 145200 | 132000 | #REF! | Thanh Long | In Price Book | 1.3 CL A format and accessories Medium
M3T31_E1F_WE | 16AX 250V~ 1W SW w Fluo E sized, WE | 49500 | 45000 | #REF! | Thanh Long | In Price Book | 1.3 CL A format and accessories Medium
M3T31_E2_WE | 16AX 250V~ 2W SW E sized, WE | 70400 | 64000 | #REF! | Thanh Long | In Price Book | 1.3 CL A format and accessories Medium
M3T31_HBP_WE | 10A 250V~ Bell switch E sized H, WE | 64900 | 59000 | #REF! | Thanh Long | In Price Book | 1.3 CL A format and accessories Medium
M3T31_IM_WE | 16AX 250V~ Inter SW S sized, WE | 231000 | 210000 | #REF! | Thanh Long | In Price Book | 1.3 CL A format and accessories Medium
M3T31_M1F_WE | 16AX 250V~ 1W SW w Fluo M sized, WE | 40700 | 37000 | #REF! | Thanh Long | In Price Book | 1.3 CL A format and accessories Medium
M3T31_M2_WE | 16AX 250V~ 2W SW M sized, WE | 64900 | 59000 | #REF! | Thanh Long | In Price Book | 1.3 CL A format and accessories Medium
M3T426_IS_WE | 16A 250V Intl Skt 2S sized, WE | 257400 | 234000 | #REF! | Thanh Long | In Price Book | 1.3 CL A format and accessories Medium
M3T426US_WE | 16A 250V~ 2 Pin Uni Skt S sized, WE | 36300 | 33000 | #REF! | Thanh Long | In Price Book | 1.3 CL A format and accessories Medium
M3T426UST_WE | 16A 250V~ 3 Pin Uni Skt 2S sized, WE | 63800 | 58000 | #REF! | Thanh Long | In Price Book | 1.3 CL A format and accessories Medium
M3T426UST2_WE | 16A 250V~ 2G 3 Pin Uni Skt E sized , WE | 92400 | 84000 | #REF! | Thanh Long | In Price Book | 1.3 CL A format and accessories Medium
M3TNRD_WE | Red Neon Indicator | 50600 | 46000 | #REF! | Thanh Long | In Price Book | 1.3 CL A format and accessories Medium
MIP12104 | MODULAR ENCL MINIPRAGMA 1R 4M SURF FD WI | 427900 | 389000 | #REF! | Thanh Long | In Price Book | 1.2 Ik60N and MiniPragma Enclosure Medium
MIP12104T | MODULAR ENCL MINIPRAGMA 1R 4M SURF TD WI | 427900 | 389000 | #REF! | Thanh Long | In Price Book | 1.2 Ik60N and MiniPragma Enclosure Medium
MIP12106 | MODULAR ENCL MINIPRAGMA 1R 6M SURF FD WI | 474100 | 431000 | #REF! | Thanh Long | In Price Book | 1.2 Ik60N and MiniPragma Enclosure Medium
MIP12106T | MODULAR ENCL MINIPRAGMA 1R 6M SURF TD WI | 474100 | 431000 | #REF! | Thanh Long | In Price Book | 1.2 Ik60N and MiniPragma Enclosure Medium
MIP12108 | MODULAR ENCL MINIPRAGMA 1R 8M SURF FD WI | 566500 | 515000 | #REF! | Thanh Long | In Price Book | 1.2 Ik60N and MiniPragma Enclosure Medium
MIP12108T | MODULAR ENCL MINIPRAGMA 1R 8M SURF TD WI | 566500 | 515000 | #REF! | Thanh Long | In Price Book | 1.2 Ik60N and MiniPragma Enclosure Medium
MIP12112 | MODULAR ENCL MINIPRAGMA 1R 12M SURF FD W | 762300 | 693000 | #REF! | Thanh Long | In Price Book | 1.2 Ik60N and MiniPragma Enclosure Medium
MIP12112T | MODULAR ENCL MINIPRAGMA 1R 12M SURF TD W | 762300 | 693000 | #REF! | Thanh Long | In Price Book | 1.2 Ik60N and MiniPragma Enclosure Medium
MIP12118 | MODULAR ENCL MINIPRAGMA 1R 18M SURF FD W | 1236400 | 1124000 | #REF! | Thanh Long | In Price Book | 1.2 Ik60N and MiniPragma Enclosure Medium
MIP12118T | MODULAR ENCL MINIPRAGMA 1R 18M SURF TD W | 1236400 | 1124000 | #REF! | Thanh Long | In Price Book | 1.2 Ik60N and MiniPragma Enclosure Medium
MIP12212 | MODULAR ENCL MINIPRAGMA 2R 12M SURF FD W | 1398100 | 1271000 | #REF! | Thanh Long | In Price Book | 1.2 Ik60N and MiniPragma Enclosure Medium
MIP12212T | MODULAR ENCL MINIPRAGMA 2R 12M SURF TD W | 1398100 | 1271000 | #REF! | Thanh Long | In Price Book | 1.2 Ik60N and MiniPragma Enclosure Medium
MIP12312 | MODULAR ENCL MINIPRAGMA 3R 12M SURF FD W | 1640100 | 1491000 | #REF! | Thanh Long | In Price Book | 1.2 Ik60N and MiniPragma Enclosure Medium
MIP12312T | MODULAR ENCL MINIPRAGMA 3R 12M SURF TD W | 1640100 | 1491000 | #REF! | Thanh Long | In Price Book | 1.2 Ik60N and MiniPragma Enclosure Medium
MIP22104 | MODULAR ENCL. MINIPRAGMA 1R 4M FLUSH FD | 438900 | 399000 | #REF! | Thanh Long | In Price Book | 1.2 Ik60N and MiniPragma Enclosure Medium
MIP22104T | MODULAR ENCL. MINIPRAGMA 1R 4M FLUSH TD | 438900 | 399000 | #REF! | Thanh Long | In Price Book | 1.2 Ik60N and MiniPragma Enclosure Medium
MIP22106 | MODULAR ENCL. MINIPRAGMA 1R 6M FLUSH FD | 485100 | 441000 | #REF! | Thanh Long | In Price Book | 1.2 Ik60N and MiniPragma Enclosure Medium
MIP22106T | MODULAR ENCL. MINIPRAGMA 1R 6M FLUSH TD | 485100 | 441000 | #REF! | Thanh Long | In Price Book | 1.2 Ik60N and MiniPragma Enclosure Medium
MIP22108 | MODULAR ENCL. MINIPRAGMA 1R 8M FLUSH FD | 566500 | 515000 | #REF! | Thanh Long | In Price Book | 1.2 Ik60N and MiniPragma Enclosure Medium
MIP22108T | MODULAR ENCL. MINIPRAGMA 1R 8M FLUSH TD | 566500 | 515000 | #REF! | Thanh Long | In Price Book | 1.2 Ik60N and MiniPragma Enclosure Medium
MIP22112 | MODULAR ENCL. MINIPRAGMA 1R 12M FLUSH FD | 808500 | 735000 | #REF! | Thanh Long | In Price Book | 1.2 Ik60N and MiniPragma Enclosure Medium
MIP22112T | MODULAR ENCL. MINIPRAGMA 1R 12M FLUSH TD | 808500 | 735000 | #REF! | Thanh Long | In Price Book | 1.2 Ik60N and MiniPragma Enclosure Medium
MIP22118 | MODULAR ENCL. MINIPRAGMA 1R 18M FLUSH FD | 1236400 | 1124000 | #REF! | Thanh Long | In Price Book | 1.2 Ik60N and MiniPragma Enclosure Medium
MIP22118T | MODULAR ENCL. MINIPRAGMA 1R 18M FLUSH TD | 1236400 | 1124000 | #REF! | Thanh Long | In Price Book | 1.2 Ik60N and MiniPragma Enclosure Medium
MIP22212 | MODULAR ENCL. MINIPRAGMA 2R 12M FLUSH FD | 1362900 | 1239000 | #REF! | Thanh Long | In Price Book | 1.2 Ik60N and MiniPragma Enclosure Medium
MIP22212T | MODULAR ENCL. MINIPRAGMA 2R 12M FLUSH TD | 1362900 | 1239000 | #REF! | Thanh Long | In Price Book | 1.2 Ik60N and MiniPragma Enclosure Medium
MIP22312 | MODULAR ENCL. MINIPRAGMA 3R 12M FLUSH FD | 1593900 | 1449000 | #REF! | Thanh Long | In Price Book | 1.2 Ik60N and MiniPragma Enclosure Medium
MIP22312T | MODULAR ENCL. MINIPRAGMA 3R 12M FLUSH TD | 1593900 | 1449000 | #REF! | Thanh Long | In Price Book | 1.2 Ik60N and MiniPragma Enclosure Medium
MUR35021 | Mureva two-way switch, surface, grey | 407000 | 370000 | #REF! | Thanh Long | In Price Book | 1.6 CL A format and accessories Optimum
MUR35022 | Mureva double two-way sw surface, grey | 506000 | 460000 | #REF! | Thanh Long | In Price Book | 1.6 CL A format and accessories Optimum
MUR35023 | Mureva intermediate sw, surface, grey | 517000 | 470000 | #REF! | Thanh Long | In Price Book | 1.6 CL A format and accessories Optimum
MUR35024 | Mureva 2-way ctrl sw w LED surface grey | 627000 | 570000 | #REF! | Thanh Long | In Price Book | 1.6 CL A format and accessories Optimum
MUR35026 | Mureva push-button, surface, grey | 396000 | 360000 | #REF! | Thanh Long | In Price Book | 1.6 CL A format and accessories Optimum
MUR35028 | Mureva push-butt locat w LED surface gr | 550000 | 500000 | #REF! | Thanh Long | In Price Book | 1.6 CL A format and accessories Optimum
MUR35033 | Mureva 2-pole switch, surface, grey | 561000 | 510000 | #REF! | Thanh Long | In Price Book | 1.6 CL A format and accessories Optimum
MUR35067 | Mureva mech time delay sw LED surface gr | 2002000 | 1820000 | #REF! | Thanh Long | In Price Book | 1.6 CL A format and accessories Optimum
MUR36024 | Mureva outl sideE+2w sw sl vert surf gr | 847000 | 770000 | #REF! | Thanh Long | In Price Book | 1.6 CL A format and accessories Optimum
MUR36029 | Mureva dbl outl sideE screwl hor surf gr | 968000 | 880000 | #REF! | Thanh Long | In Price Book | 1.6 CL A format and accessories Optimum
MUR36034 | Mureva outlet w sideE screwl surface gr | 429000 | 390000 | #REF! | Thanh Long | In Price Book | 1.6 CL A format and accessories Optimum
MUR36038 | Mureva triple outl sideE sl hor surf gr | 1529000 | 1390000 | #REF! | Thanh Long | In Price Book | 1.6 CL A format and accessories Optimum
PKE16M423 | Wander plug PK PratiKa screw 16A IP44 | 169400 | 154000 | #REF! | Thanh Long | In Price Book | 2.13 IPS, Timer and Sensor Optimum
PKE16M434 | Wander plug PK PratiKa screw 16A IP44 | 204600 | 186000 | #REF! | Thanh Long | In Price Book | 2.13 IPS, Timer and Sensor Optimum
PKE16M435 | Wander plug PK PratiKa screw 16A IP44 | 242000 | 220000 | #REF! | Thanh Long | In Price Book | 2.13 IPS, Timer and Sensor Optimum
PKE16M723 | Wander plug PK PratiKa screw 16A IP67 | 432300 | 393000 | #REF! | Thanh Long | In Price Book | 2.13 IPS, Timer and Sensor Optimum
PKE16M734 | Wander plug PK PratiKa screw 16A IP67 | 496100 | 451000 | #REF! | Thanh Long | In Price Book | 2.13 IPS, Timer and Sensor Optimum
PKE16M735 | Wander plug PK PratiKa screw 16A IP67 | 529100 | 481000 | #REF! | Thanh Long | In Price Book | 2.13 IPS, Timer and Sensor Optimum
PKE32M423 | Wander plug PK PratiKa screw 32A IP44 | 311300 | 283000 | #REF! | Thanh Long | In Price Book | 2.13 IPS, Timer and Sensor Optimum
PKE32M434 | Wander plug PK PratiKa screw 32A IP44 | 357500 | 325000 | #REF! | Thanh Long | In Price Book | 2.13 IPS, Timer and Sensor Optimum
PKE32M435 | Wander plug PK PratiKa screw 32A IP44 | 367400 | 334000 | #REF! | Thanh Long | In Price Book | 2.13 IPS, Timer and Sensor Optimum
PKE32M723 | Wander plug PK PratiKa screw 32A IP67 | 579700 | 527000 | #REF! | Thanh Long | In Price Book | 2.13 IPS, Timer and Sensor Optimum
PKE32M734 | Wander plug PK PratiKa screw 32A IP67 | 619300 | 563000 | #REF! | Thanh Long | In Price Book | 2.13 IPS, Timer and Sensor Optimum
PKE32M735 | Wander plug PK PratiKa screw 32A IP67 | 674300 | 613000 | #REF! | Thanh Long | In Price Book | 2.13 IPS, Timer and Sensor Optimum
PKF16F423 | Panel socket angled PK PratiKa screw 16A | 228800 | 208000 | #REF! | Thanh Long | In Price Book | 2.13 IPS, Timer and Sensor Optimum
PKF16F434 | Panel socket angled PK PratiKa screw 16A | 255200 | 232000 | #REF! | Thanh Long | In Price Book | 2.13 IPS, Timer and Sensor Optimum
PKF16F435 | Panel socket angled PK PratiKa screw 16A | 278300 | 253000 | #REF! | Thanh Long | In Price Book | 2.13 IPS, Timer and Sensor Optimum
PKF16F723 | Panel socket angled PK PratiKa screw 16A | 482900 | 439000 | #REF! | Thanh Long | In Price Book | 2.13 IPS, Timer and Sensor Optimum
PKF16F734 | Panel socket angled PK PratiKa screw 16A | 554400 | 504000 | #REF! | Thanh Long | In Price Book | 2.13 IPS, Timer and Sensor Optimum
PKF16F735 | Panel socket angled PK PratiKa screw 16A | 634700 | 577000 | #REF! | Thanh Long | In Price Book | 2.13 IPS, Timer and Sensor Optimum
PKF16G423 | Panel socket straight PK PratiKa screw | 228800 | 208000 | #REF! | Thanh Long | In Price Book | 2.13 IPS, Timer and Sensor Optimum
PKF16G434 | Panel socket straight PK PratiKa screw | 255200 | 232000 | #REF! | Thanh Long | In Price Book | 2.13 IPS, Timer and Sensor Optimum
PKF16G435 | Panel socket straight PK PratiKa screw | 278300 | 253000 | #REF! | Thanh Long | In Price Book | 2.13 IPS, Timer and Sensor Optimum
PKF16G723 | Panel socket straight PK PratiKa screw | 482900 | 439000 | #REF! | Thanh Long | In Price Book | 2.13 IPS, Timer and Sensor Optimum
PKF16G734 | Panel socket straight PK PratiKa screw | 554400 | 504000 | #REF! | Thanh Long | In Price Book | 2.13 IPS, Timer and Sensor Optimum
PKF16G735 | Panel socket straight PK PratiKa screw | 634700 | 577000 | #REF! | Thanh Long | In Price Book | 2.13 IPS, Timer and Sensor Optimum
PKF16M423 | Wander socket PK PratiKa screws 16A IP44 | 229900 | 209000 | #REF! | Thanh Long | In Price Book | 2.13 IPS, Timer and Sensor Optimum
PKF16M434 | Wander socket PK PratiKa screws 16A IP44 | 260700 | 237000 | #REF! | Thanh Long | In Price Book | 2.13 IPS, Timer and Sensor Optimum
PKF16M435 | Wander socket PK PratiKa screws 16A IP44 | 304700 | 277000 | #REF! | Thanh Long | In Price Book | 2.13 IPS, Timer and Sensor Optimum
PKF16M723 | Wander socket PK PratiKa screws 16A IP67 | 453200 | 412000 | #REF! | Thanh Long | In Price Book | 2.13 IPS, Timer and Sensor Optimum
PKF16M734 | Wander socket PK PratiKa screws 16A IP67 | 508200 | 462000 | #REF! | Thanh Long | In Price Book | 2.13 IPS, Timer and Sensor Optimum
PKF16M735 | Wander socket PK PratiKa screws 16A IP67 | 590700 | 537000 | #REF! | Thanh Long | In Price Book | 2.13 IPS, Timer and Sensor Optimum
PKF16W423 | WALL SOCKET PK PRATIKA SCREW 16A IP44 22 | 311300 | 283000 | #REF! | Thanh Long | In Price Book | 2.13 IPS, Timer and Sensor Optimum
PKF16W434 | WALL SOCKET PK PRATIKA SCREW 16A IP44 38 | 389400 | 354000 | #REF! | Thanh Long | In Price Book | 2.13 IPS, Timer and Sensor Optimum
PKF16W435 | WALL SOCKET PK PRATIKA SCREW 16A IP44 38 | 404800 | 368000 | #REF! | Thanh Long | In Price Book | 2.13 IPS, Timer and Sensor Optimum
PKF16W723 | WALL SOCKET PK SCREW 16A IP67 220V 2PT 5 | 622600 | 566000 | #REF! | Thanh Long | In Price Book | 2.13 IPS, Timer and Sensor Optimum
PKF16W734 | WALL SOCKET PK SCREW 16A IP67 380V 3PT 5 | 688600 | 626000 | #REF! | Thanh Long | In Price Book | 2.13 IPS, Timer and Sensor Optimum
PKF16W735 | WALL SOCKET PK SCREW 16A IP67 380V 3PNT | 797500 | 725000 | #REF! | Thanh Long | In Price Book | 2.13 IPS, Timer and Sensor Optimum
PKF32F423 | Panel socket angled PK PratiKa screw 32A | 348700 | 317000 | #REF! | Thanh Long | In Price Book | 2.13 IPS, Timer and Sensor Optimum
PKF32F434 | Panel socket angled PK PratiKa screw 32A | 369600 | 336000 | #REF! | Thanh Long | In Price Book | 2.13 IPS, Timer and Sensor Optimum
PKF32F435 | Panel socket angled PK PratiKa screw 32A | 423500 | 385000 | #REF! | Thanh Long | In Price Book | 2.13 IPS, Timer and Sensor Optimum
PKF32F723 | Panel socket angled PK PratiKa screw 32A | 627000 | 570000 | #REF! | Thanh Long | In Price Book | 2.13 IPS, Timer and Sensor Optimum
PKF32F734 | Panel socket angled PK PratiKa screw 32A | 672100 | 611000 | #REF! | Thanh Long | In Price Book | 2.13 IPS, Timer and Sensor Optimum
PKF32F735 | Panel socket angled PK PratiKa screw 32A | 715000 | 650000 | #REF! | Thanh Long | In Price Book | 2.13 IPS, Timer and Sensor Optimum
PKF32G423 | Panel socket straight PK PratiKa screw | 348700 | 317000 | #REF! | Thanh Long | In Price Book | 2.13 IPS, Timer and Sensor Optimum
PKF32G434 | Panel socket straight PK PratiKa screw | 369600 | 336000 | #REF! | Thanh Long | In Price Book | 2.13 IPS, Timer and Sensor Optimum
PKF32G435 | Panel socket straight PK PratiKa screw | 423500 | 385000 | #REF! | Thanh Long | In Price Book | 2.13 IPS, Timer and Sensor Optimum
PKF32G723 | Panel socket straight PK PratiKa screw | 627000 | 570000 | #REF! | Thanh Long | In Price Book | 2.13 IPS, Timer and Sensor Optimum
PKF32G734 | Panel socket straight PK PratiKa screw | 672100 | 611000 | #REF! | Thanh Long | In Price Book | 2.13 IPS, Timer and Sensor Optimum
PKF32G735 | Panel socket straight PK PratiKa screw | 715000 | 650000 | #REF! | Thanh Long | In Price Book | 2.13 IPS, Timer and Sensor Optimum
PKF32M423 | Wander socket PK PratiKa screws 32A IP44 | 344300 | 313000 | #REF! | Thanh Long | In Price Book | 2.13 IPS, Timer and Sensor Optimum
PKF32M434 | Wander socket PK PratiKa screws 32A IP44 | 410300 | 373000 | #REF! | Thanh Long | In Price Book | 2.13 IPS, Timer and Sensor Optimum
PKF32M435 | Wander socket PK PratiKa screws 32A IP44 | 511500 | 465000 | #REF! | Thanh Long | In Price Book | 2.13 IPS, Timer and Sensor Optimum
PKF32M723 | Wander socket PK PratiKa screws 32A IP67 | 640200 | 582000 | #REF! | Thanh Long | In Price Book | 2.13 IPS, Timer and Sensor Optimum
PKF32M734 | Wander socket PK PratiKa screws 32A IP67 | 693000 | 630000 | #REF! | Thanh Long | In Price Book | 2.13 IPS, Timer and Sensor Optimum
PKF32M735 | Wander socket PK PratiKa screws 32A IP67 | 754600 | 686000 | #REF! | Thanh Long | In Price Book | 2.13 IPS, Timer and Sensor Optimum
PKF32W423 | WALL SOCKET PK PRATIKA SCREW 32A IP44 22 | 511500 | 465000 | #REF! | Thanh Long | In Price Book | 2.13 IPS, Timer and Sensor Optimum
PKF32W434 | WALL SOCKET PK PRATIKA SCREW 32A IP44 38 | 566500 | 515000 | #REF! | Thanh Long | In Price Book | 2.13 IPS, Timer and Sensor Optimum
PKF32W435 | WALL SOCKET PK PRATIKA SCREW 32A IP44 38 | 561000 | 510000 | #REF! | Thanh Long | In Price Book | 2.13 IPS, Timer and Sensor Optimum
PKF32W723 | WALL SOCKET PK SCREW 32A IP67 220V 2PT 5 | 834900 | 759000 | #REF! | Thanh Long | In Price Book | 2.13 IPS, Timer and Sensor Optimum
PKF32W734 | WALL SOCKET PK SCREW 32A IP67 380V 3PT 5 | 859100 | 781000 | #REF! | Thanh Long | In Price Book | 2.13 IPS, Timer and Sensor Optimum
PKF32W735 | WALL SOCKET PK SCREW 32A IP67 380V 3PNT | 1014200 | 922000 | #REF! | Thanh Long | In Price Book | 2.13 IPS, Timer and Sensor Optimum
PKZM403 | IND MULTIPLIER 2 16AIP44 220V 2PT50 E 60 | 1678600 | 1526000 | #REF! | Thanh Long | In Price Book | 2.13 IPS, Timer and Sensor Optimum
PKZM409 | IND MULTIPLIER 3 16AIP44 220V 2PT50 E 60 | 2048200 | 1862000 | #REF! | Thanh Long | In Price Book | 2.13 IPS, Timer and Sensor Optimum
PKZM703 | IND MULTIPLIER 2 16AIP67 220V 2PT50 E 60 | 1974500 | 1795000 | #REF! | Thanh Long | In Price Book | 2.13 IPS, Timer and Sensor Optimum
PKZM709 | IND MULTIPLIER 3 16AIP67 220V 2PT50 E 60 | 2470600 | 2246000 | #REF! | Thanh Long | In Price Book | 2.13 IPS, Timer and Sensor Optimum
S56C313GY | 250V 13A SP SW SKT IP66 | 1457500 | 1325000 | #REF! | Thanh Long | In Price Book | 2.13 IPS, Timer and Sensor Optimum
S56C315GY | 250V 15A SP SW SKT IP66 | 2134000 | 1940000 | #REF! | Thanh Long | In Price Book | 2.13 IPS, Timer and Sensor Optimum
S56C315RPGY | 250V 15A SP 3 pin SW SKT IP66 | 2086700 | 1897000 | #REF! | Thanh Long | In Price Book | 2.13 IPS, Timer and Sensor Optimum
S56C320GY | 250V 20A 3 pin SW SKT IP66 | 1900800 | 1728000 | #REF! | Thanh Long | In Price Book | 2.13 IPS, Timer and Sensor Optimum
S56C332GY | 250V 32A 3 pin SW SKT IP66 | 2752200 | 2502000 | #REF! | Thanh Long | In Price Book | 2.13 IPS, Timer and Sensor Optimum
S56C420GY | 500V 20A 4 pin SW SKT IP66 | 2752200 | 2502000 | #REF! | Thanh Long | In Price Book | 2.13 IPS, Timer and Sensor Optimum
S56C432GY | 500V 32A 4 pin SW SKT IP66 | 2752200 | 2502000 | #REF! | Thanh Long | In Price Book | 2.13 IPS, Timer and Sensor Optimum
S56C450GY | 500V 50A 4 pin SW SKT IP66 | 3311000 | 3010000 | #REF! | Thanh Long | In Price Book | 2.13 IPS, Timer and Sensor Optimum
S56C520GY | 500V 20A 5 pin SW SKT IP66 | 4955500 | 4505000 | #REF! | Thanh Long | In Price Book | 2.13 IPS, Timer and Sensor Optimum
S56C532GY | 500V 32A 5 pin SW SKT IP66 | 5176600 | 4706000 | #REF! | Thanh Long | In Price Book | 2.13 IPS, Timer and Sensor Optimum
S56E1GY_G15 | 1G back box | 187000 | 170000 | #REF! | Thanh Long | In Price Book | 2.13 IPS, Timer and Sensor Optimum
S56E2GY_G15 | 2G back box | 349800 | 318000 | #REF! | Thanh Long | In Price Book | 2.13 IPS, Timer and Sensor Optimum
S56ES1GY_G15 | 1G thin back box | 162800 | 148000 | #REF! | Thanh Long | In Price Book | 2.13 IPS, Timer and Sensor Optimum
S56ES2GY_G15 | 2 gang thin back box | 198000 | 180000 | #REF! | Thanh Long | In Price Book | 2.13 IPS, Timer and Sensor Optimum
S56P310GY_G15 | 250V 10A 3 flat pin plug IP66 grey | 839300 | 763000 | #REF! | Thanh Long | In Price Book | 2.13 IPS, Timer and Sensor Optimum
S56P313GY_G15 | 250V 13A 3 pin plug IP66 | 664400 | 604000 | #REF! | Thanh Long | In Price Book | 2.13 IPS, Timer and Sensor Optimum
S56P315GY_G15 | 250V 15A 3 flat pin plug IP66 grey | 1026300 | 933000 | #REF! | Thanh Long | In Price Book | 2.13 IPS, Timer and Sensor Optimum
S56P315RPGY_G15 | 250V 15A 3 PIN PLUG IP66 | 955900 | 869000 | #REF! | Thanh Long | In Price Book | 2.13 IPS, Timer and Sensor Optimum
S56P320GY_G15 | 250V 20A 3 pin plug IP66 grey | 1130800 | 1028000 | #REF! | Thanh Long | In Price Book | 2.13 IPS, Timer and Sensor Optimum
S56P332GY_G15 | 250V 32A 3 pin plug IP66 grey | 1189100 | 1081000 | #REF! | Thanh Long | In Price Book | 2.13 IPS, Timer and Sensor Optimum
S56P420GY_G15 | 500V 20A 4 pin plug IP66 grey | 1305700 | 1187000 | #REF! | Thanh Long | In Price Book | 2.13 IPS, Timer and Sensor Optimum
S56P432GY_G15 | 500V 32A 4 pin plug IP66 grey | 1515800 | 1378000 | #REF! | Thanh Long | In Price Book | 2.13 IPS, Timer and Sensor Optimum
S56P520GY_G15 | 500V 20A 5 pin plug IP66 grey | 1515800 | 1378000 | #REF! | Thanh Long | In Price Book | 2.13 IPS, Timer and Sensor Optimum
S56P532GY_G15 | 500V 32A 5 pin plug IP66 grey | 2285800 | 2078000 | #REF! | Thanh Long | In Price Book | 2.13 IPS, Timer and Sensor Optimum
S56SO310GY | 250V 10A 3 flat pin SKT IP66 | 722700 | 657000 | #REF! | Thanh Long | In Price Book | 2.13 IPS, Timer and Sensor Optimum
S56SO313GY | 250V 13A 3 pin SKT IP66 | 793100 | 721000 | #REF! | Thanh Long | In Price Book | 2.13 IPS, Timer and Sensor Optimum
S56SO315GY | 250V 15A 3 flat pin SKT IP66 | 1212200 | 1102000 | #REF! | Thanh Long | In Price Book | 2.13 IPS, Timer and Sensor Optimum
S56SO315RPGY | 250V 15A 3 pin SKT IP66 | 1469600 | 1336000 | #REF! | Thanh Long | In Price Book | 2.13 IPS, Timer and Sensor Optimum
S56SO320GY | 250V 20A 3 PIN SKT IP66 | 1353000 | 1230000 | #REF! | Thanh Long | In Price Book | 2.13 IPS, Timer and Sensor Optimum
S56SO332GY | 250V 32A 3 pin SKT IP66 | 1503700 | 1367000 | #REF! | Thanh Long | In Price Book | 2.13 IPS, Timer and Sensor Optimum
S56SO432GY | 500V 32A 4 pin SKT IP66 | 1807300 | 1643000 | #REF! | Thanh Long | In Price Book | 2.13 IPS, Timer and Sensor Optimum
S56SO450GY | 500V 50A 4 pin SKT IP66 | 1947000 | 1770000 | #REF! | Thanh Long | In Price Book | 2.13 IPS, Timer and Sensor Optimum
S56SO520GY | 500V 20A 5 pin SKT IP66 | 2355100 | 2141000 | #REF! | Thanh Long | In Price Book | 2.13 IPS, Timer and Sensor Optimum
S56SO532GY | 500V 32A 5 pin SKT IP66 | 2355100 | 2141000 | #REF! | Thanh Long | In Price Book | 2.13 IPS, Timer and Sensor Optimum
S56SW110GY | 240V 10A SP SW IP66 | 745800 | 678000 | #REF! | Thanh Long | In Price Book | 2.13 IPS, Timer and Sensor Optimum
S56SW120GY | 240V 20A SP SW IP66 | 886600 | 806000 | #REF! | Thanh Long | In Price Book | 2.13 IPS, Timer and Sensor Optimum
S56SW132GY | 240V 32A SP SW IP66 | 932800 | 848000 | #REF! | Thanh Long | In Price Book | 2.13 IPS, Timer and Sensor Optimum
S56SW220GY | 415V 20A DP SW IP66 | 1084600 | 986000 | #REF! | Thanh Long | In Price Book | 2.13 IPS, Timer and Sensor Optimum
S56SW232GY | 415V 32A DP SW IP66 | 1084600 | 986000 | #REF! | Thanh Long | In Price Book | 2.13 IPS, Timer and Sensor Optimum
S56SW250GY | 415V 50A DP SW IP66 | 1399200 | 1272000 | #REF! | Thanh Long | In Price Book | 2.13 IPS, Timer and Sensor Optimum
S56SW263GY | 415V 63A DP SW IP66 | 1399200 | 1272000 | #REF! | Thanh Long | In Price Book | 2.13 IPS, Timer and Sensor Optimum
S56SW310GY | 415V 10A TP SW IP66 | 1026300 | 933000 | #REF! | Thanh Long | In Price Book | 2.13 IPS, Timer and Sensor Optimum
S56SW316GY | 415V 16A TP SW IP66 | 1224300 | 1113000 | #REF! | Thanh Long | In Price Book | 2.13 IPS, Timer and Sensor Optimum
S56SW320GY | 415V 20A TP SW IP66 | 1562000 | 1420000 | #REF! | Thanh Long | In Price Book | 2.13 IPS, Timer and Sensor Optimum
S56SW332GY | 415V 32A TP SW IP66 | 1562000 | 1420000 | #REF! | Thanh Long | In Price Book | 2.13 IPS, Timer and Sensor Optimum
S56SW350GY | 415V 50A TP SW IP66 | 1772100 | 1611000 | #REF! | Thanh Long | In Price Book | 2.13 IPS, Timer and Sensor Optimum
S56SW363GY | 415V 63A TP SW IP66 | 1772100 | 1611000 | #REF! | Thanh Long | In Price Book | 2.13 IPS, Timer and Sensor Optimum
SAE_UE_MS_CSAWE | Flush/Surface Mount Single-Load 360º PIR Motion Sensor | 1612600 | 1466000 | #REF! | Thanh Long | In Price Book | 2.13 IPS, Timer and Sensor Optimum
U418T_WE | 16A250V/20A125V 3PIN PLUGTOP W/TRAN BASE | 85800 | 78000 | #REF! | Thanh Long | In Price Book | 1.3 CL A format and accessories Medium
U418T2_C5 | 250V 10A 2 PIN PLUG | 70400 | 64000 | #REF! | Thanh Long | In Price Book | 1.3 CL A format and accessories Medium
WHB420-RG | SWITCH 1G 4P H/PROOF 440V 20A | 1788600 | 1626000 | #REF! | Thanh Long | In Price Book | 1.6 CL A format and accessories Optimum
WHB440-RG | SWITCH 1G 4P H/PROOF 440V 40A | 1788600 | 1626000 | #REF! | Thanh Long | In Price Book | 1.6 CL A format and accessories Optimum
WHC463-RG | SWITCH 1GANG 4POLE HOSEPROOF S | 5319600 | 4836000 | #REF! | Thanh Long | In Price Book | 1.6 CL A format and accessories Optimum
WHC480-RG | SWITCH 1GANG 4POLE HOSEPROOF S | 5313000 | 4830000 | #REF! | Thanh Long | In Price Book | 1.6 CL A format and accessories Optimum
WHD20_GY_G19 | 440V 20A DP W/PRO SURF SWITCH GY | 1094500 | 995000 | #REF! | Thanh Long | In Price Book | 1.6 CL A format and accessories Optimum
WHD35_GY_G19 | 440V 35A DP W/PRO SURF SWITCH GY | 1153900 | 1049000 | #REF! | Thanh Long | In Price Book | 1.6 CL A format and accessories Optimum
WHD55_GY_G19 | 55A DP W/PRO SURF SWITCH GY | 1469600 | 1336000 | #REF! | Thanh Long | In Price Book | 1.6 CL A format and accessories Optimum
WHD63_GY_G19 | 2 POLE SWITCH 63A W-PRF | 1471800 | 1338000 | #REF! | Thanh Long | In Price Book | 1.6 CL A format and accessories Optimum
WHS20_GY_G19 | 20A SP W/PRO SURF SWITCH GY | 1036200 | 942000 | #REF! | Thanh Long | In Price Book | 1.6 CL A format and accessories Optimum
WHS35_GY_G19 | 35A SP W/PRO SURF SWITCH GY | 1106600 | 1006000 | #REF! | Thanh Long | In Price Book | 1.6 CL A format and accessories Optimum
WHS55_GY_G19 | 3055A SP W/PRO SURF SWITCH GY | 1001000 | 910000 | #REF! | Thanh Long | In Price Book | 1.6 CL A format and accessories Optimum
WHT20_GY_G19 | 440V 20A TP W/PRO SURF SWITCH GY | 1153900 | 1049000 | #REF! | Thanh Long | In Price Book | 1.6 CL A format and accessories Optimum
WHT35_GY_G19 | 440V 35A TP W/PRO SURF SWITCH GY | 1507000 | 1370000 | #REF! | Thanh Long | In Price Book | 1.6 CL A format and accessories Optimum
WHT55_GY_G19 | 55A TP W/PRO SURF SWITCH GY | 1730300 | 1573000 | #REF! | Thanh Long | In Price Book | 1.6 CL A format and accessories Optimum
WHT63_GY_G19 | 63A TP W/PRO SURF SWITCH GY | 1942600 | 1766000 | #REF! | Thanh Long | In Price Book | 1.6 CL A format and accessories Optimum
WHT80_GY_G19 | 80A TP W/PRO SURF SWITCH GY | 3142700 | 2857000 | #REF! | Thanh Long | In Price Book | 1.6 CL A format and accessories Optimum
51207 | RT6 CONTROLLER, 6 STEP OUTPUTS | 12204500 | 11095000 | #REF! | Thinh | In Price Book | 4.7 EASYCAN & EASY PFC
51209 | RT8 CONTROLLER, 8 STEP OUTPUTS | 14919300 | 13563000 | #REF! | Thinh | In Price Book | 4.7 EASYCAN & EASY PFC
51213 | RT12 Controller , 12 Step output | 17344800 | 15768000 | #REF! | Thinh | In Price Book | 4.7 EASYCAN & EASY PFC
A9MEM1520 | PowerTag Energy M63 1PW | 4683800 | 4258000 | #REF! | Thinh | In Price Book | 4.13 POWERTAG, A/V/iEM METER, CT, VARPLUSCAN/PFC, REACTOR
A9MEM1521 | PowerTag Energy M63 1PN Top | 4683800 | 4258000 | #REF! | Thinh | In Price Book | 4.13 POWERTAG, A/V/iEM METER, CT, VARPLUSCAN/PFC, REACTOR
A9MEM1522 | PowerTag Energy M63 1PN Bottom | 4683800 | 4258000 | #REF! | Thinh | In Price Book | 4.13 POWERTAG, A/V/iEM METER, CT, VARPLUSCAN/PFC, REACTOR
A9MEM1540 | PowerTag Energy M63 3P | 8356700 | 7597000 | #REF! | Thinh | In Price Book | 4.13 POWERTAG, A/V/iEM METER, CT, VARPLUSCAN/PFC, REACTOR
A9MEM1541 | PowerTag Energy M63 3PN Top | 8356700 | 7597000 | #REF! | Thinh | In Price Book | 4.13 POWERTAG, A/V/iEM METER, CT, VARPLUSCAN/PFC, REACTOR
A9MEM1542 | PowerTag Energy M63 3PN Bottom | 8356700 | 7597000 | #REF! | Thinh | In Price Book | 4.13 POWERTAG, A/V/iEM METER, CT, VARPLUSCAN/PFC, REACTOR
A9MEM1543 | PowerTag Energy M63 3P 230LL | 8896800 | 8088000 | #REF! | Thinh | In Price Book | 4.13 POWERTAG, A/V/iEM METER, CT, VARPLUSCAN/PFC, REACTOR
A9MEM1560 | PowerTag Energy F63 1PN | 6573600 | 5976000 | #REF! | Thinh | In Price Book | 4.13 POWERTAG, A/V/iEM METER, CT, VARPLUSCAN/PFC, REACTOR
A9MEM1561 | PowerTag Energy P63 1PN Top | 6859600 | 6236000 | #REF! | Thinh | In Price Book | 4.13 POWERTAG, A/V/iEM METER, CT, VARPLUSCAN/PFC, REACTOR
A9MEM1562 | PowerTag Energy P63 1PN Bottom | 6859600 | 6236000 | #REF! | Thinh | In Price Book | 4.13 POWERTAG, A/V/iEM METER, CT, VARPLUSCAN/PFC, REACTOR
A9MEM1563 | PowerTag Energy P63 1PN Bottom RCBO | 6859600 | 6236000 | #REF! | Thinh | In Price Book | 4.13 POWERTAG, A/V/iEM METER, CT, VARPLUSCAN/PFC, REACTOR
A9MEM1570 | PowerTag Energy F63 3PN | 10439000 | 9490000 | #REF! | Thinh | In Price Book | 4.13 POWERTAG, A/V/iEM METER, CT, VARPLUSCAN/PFC, REACTOR
A9MEM1571 | PowerTag Energy P63 3PN Top | 10914200 | 9922000 | #REF! | Thinh | In Price Book | 4.13 POWERTAG, A/V/iEM METER, CT, VARPLUSCAN/PFC, REACTOR
A9MEM1572 | PowerTag Energy P63 3PN Bottom | 10914200 | 9922000 | #REF! | Thinh | In Price Book | 4.13 POWERTAG, A/V/iEM METER, CT, VARPLUSCAN/PFC, REACTOR
A9MEM1573 | PowerTag Energy F63 3P | 10439000 | 9490000 | #REF! | Thinh | In Price Book | 4.13 POWERTAG, A/V/iEM METER, CT, VARPLUSCAN/PFC, REACTOR
A9MEM1580 | ENERGY SENSOR POWERTAG F160 3P+N | 9736100 | 8851000 | #REF! | Thinh | In Price Book | 4.13 POWERTAG, A/V/iEM METER, CT, VARPLUSCAN/PFC, REACTOR
A9MEM1590 | ENERGY SENSOR POWERTAG R200 3P+N | 32924100 | 29931000 | #REF! | Thinh | In Price Book | 4.13 POWERTAG, A/V/iEM METER, CT, VARPLUSCAN/PFC, REACTOR
A9MEM1591 | ENERGY SENSOR POWERTAG R600 3P+N | 32924100 | 29931000 | #REF! | Thinh | In Price Book | 4.13 POWERTAG, A/V/iEM METER, CT, VARPLUSCAN/PFC, REACTOR
A9MEM1592 | ENERGY SENSOR POWERTAG R1000 3P+N | 32924100 | 29931000 | #REF! | Thinh | In Price Book | 4.13 POWERTAG, A/V/iEM METER, CT, VARPLUSCAN/PFC, REACTOR
A9MEM1593 | ENERGY SENSOR POWERTAG R2000 3P+N | 32924100 | 29931000 | #REF! | Thinh | In Price Book | 4.13 POWERTAG, A/V/iEM METER, CT, VARPLUSCAN/PFC, REACTOR
A9MEM2000 | ENERGY METER 40A | 5481300 | 4983000 | #REF! | Thinh | In Price Book | 4.13 POWERTAG, A/V/iEM METER, CT, VARPLUSCAN/PFC, REACTOR
A9MEM2000T | 1 Phase ENERGY METER NO DISPLAY | 3450700 | 3137000 | #REF! | Thinh | In Price Book | 4.13 POWERTAG, A/V/iEM METER, CT, VARPLUSCAN/PFC, REACTOR
A9MEM2010 | ENERGY METER 40A PULSE OUTPUT | 4656300 | 4233000 | #REF! | Thinh | In Price Book | 4.13 POWERTAG, A/V/iEM METER, CT, VARPLUSCAN/PFC, REACTOR
A9MEM2050 | Single phase power meter 230V 45A Modbus | 6378900 | 5799000 | #REF! | Thinh | In Price Book | 4.13 POWERTAG, A/V/iEM METER, CT, VARPLUSCAN/PFC, REACTOR
A9MEM2055 | Single phase meter 230V 45A Modbus MID | 5280000 | 4800000 | #REF! | Thinh | In Price Book | 4.13 POWERTAG, A/V/iEM METER, CT, VARPLUSCAN/PFC, REACTOR
A9MEM2100 | SINGLE PHASE KWH METER 63A | 5470300 | 4973000 | #REF! | Thinh | In Price Book | 4.13 POWERTAG, A/V/iEM METER, CT, VARPLUSCAN/PFC, REACTOR
A9MEM2105 | SINGLE PHASE KWH METER 63A PULSE | 5673800 | 5158000 | #REF! | Thinh | In Price Book | 4.13 POWERTAG, A/V/iEM METER, CT, VARPLUSCAN/PFC, REACTOR
A9MEM2110 | SINGLE PHASE KWH METER 63A PULSE MID | 11540100 | 10491000 | #REF! | Thinh | In Price Book | 4.13 POWERTAG, A/V/iEM METER, CT, VARPLUSCAN/PFC, REACTOR
A9MEM2135 | SINGLE PHASE KWH METER 63A MBUS MID | 14295600 | 12996000 | #REF! | Thinh | In Price Book | 4.13 POWERTAG, A/V/iEM METER, CT, VARPLUSCAN/PFC, REACTOR
A9MEM2150 | SINGLE PHASE KWH METER 63A MODBUS | 13280300 | 12073000 | #REF! | Thinh | In Price Book | 4.13 POWERTAG, A/V/iEM METER, CT, VARPLUSCAN/PFC, REACTOR
A9MEM2155 | SINGLE PHASE KWH METER 63A MODBUS MID | 15957700 | 14507000 | #REF! | Thinh | In Price Book | 4.13 POWERTAG, A/V/iEM METER, CT, VARPLUSCAN/PFC, REACTOR
A9MEM2250 | Single phase meter 230V 100A Modbus | 5388900 | 4899000 | #REF! | Thinh | In Price Book | 4.13 POWERTAG, A/V/iEM METER, CT, VARPLUSCAN/PFC, REACTOR
A9MEM3100 | TRIPHASE KWH METER 63A | 7352400 | 6684000 | #REF! | Thinh | In Price Book | 4.13 POWERTAG, A/V/iEM METER, CT, VARPLUSCAN/PFC, REACTOR
A9MEM3110 | TRIPHASE KWH METER 63A PULSE MID | 7359000 | 6690000 | #REF! | Thinh | In Price Book | 4.13 POWERTAG, A/V/iEM METER, CT, VARPLUSCAN/PFC, REACTOR
A9MEM3115 | TRIPHASE KWH METER 63A MULTI-TARIFF MID | 7970600 | 7246000 | #REF! | Thinh | In Price Book | 4.13 POWERTAG, A/V/iEM METER, CT, VARPLUSCAN/PFC, REACTOR
A9MEM3135 | Advanced multi-tariff energy meter M-Bu | 9804300 | 8913000 | #REF! | Thinh | In Price Book | 4.13 POWERTAG, A/V/iEM METER, CT, VARPLUSCAN/PFC, REACTOR
A9MEM3150 | TRIPHASE KWH METER 63A MODBUS | 8134500 | 7395000 | #REF! | Thinh | In Price Book | 4.13 POWERTAG, A/V/iEM METER, CT, VARPLUSCAN/PFC, REACTOR
A9MEM3155 | TRIPHASE KWH METER 63A MODBUS MID | 8554700 | 7777000 | #REF! | Thinh | In Price Book | 4.13 POWERTAG, A/V/iEM METER, CT, VARPLUSCAN/PFC, REACTOR
A9MEM3165 | Triphase kWh meter 63A BACnet MID | 10277300 | 9343000 | #REF! | Thinh | In Price Book | 4.13 POWERTAG, A/V/iEM METER, CT, VARPLUSCAN/PFC, REACTOR
A9MEM3175 | Triphase kWh meter 63A Lon MID | 10962600 | 9966000 | #REF! | Thinh | In Price Book | 4.13 POWERTAG, A/V/iEM METER, CT, VARPLUSCAN/PFC, REACTOR
A9MEM3200 | TRIPHASE KWH METER CT | 6504300 | 5913000 | #REF! | Thinh | In Price Book | 4.13 POWERTAG, A/V/iEM METER, CT, VARPLUSCAN/PFC, REACTOR
A9MEM3210 | TRIPHASE KWH METER CT PULSE MID | 6509800 | 5918000 | #REF! | Thinh | In Price Book | 4.13 POWERTAG, A/V/iEM METER, CT, VARPLUSCAN/PFC, REACTOR
A9MEM3215 | TRIPHASE KWH METER CT MULTI-TARIFF MID | 7339200 | 6672000 | #REF! | Thinh | In Price Book | 4.13 POWERTAG, A/V/iEM METER, CT, VARPLUSCAN/PFC, REACTOR
A9MEM3235 | Advanced multi-tariff energy meter M-Bu | 9284000 | 8440000 | #REF! | Thinh | In Price Book | 4.13 POWERTAG, A/V/iEM METER, CT, VARPLUSCAN/PFC, REACTOR
A9MEM3250 | TRIPHASE KWH METER CT MODBUS | 7416200 | 6742000 | #REF! | Thinh | In Price Book | 4.13 POWERTAG, A/V/iEM METER, CT, VARPLUSCAN/PFC, REACTOR
A9MEM3255 | TRIPHASE KWH METER CT MODBUS MID | 7913400 | 7194000 | #REF! | Thinh | In Price Book | 4.13 POWERTAG, A/V/iEM METER, CT, VARPLUSCAN/PFC, REACTOR
A9MEM3265 | Advanced multi-tariff energy meter BACn | 9485300 | 8623000 | #REF! | Thinh | In Price Book | 4.13 POWERTAG, A/V/iEM METER, CT, VARPLUSCAN/PFC, REACTOR
A9MEM3275 | Advanced multi-tariff energy meter Lon | 10285000 | 9350000 | #REF! | Thinh | In Price Book | 4.13 POWERTAG, A/V/iEM METER, CT, VARPLUSCAN/PFC, REACTOR
A9MEM3300 | Triphase kWh meter 125A | 10957100 | 9961000 | #REF! | Thinh | In Price Book | 4.13 POWERTAG, A/V/iEM METER, CT, VARPLUSCAN/PFC, REACTOR
A9MEM3310 | Triphase kWh meter 125A pulse MID | 10961500 | 9965000 | #REF! | Thinh | In Price Book | 4.13 POWERTAG, A/V/iEM METER, CT, VARPLUSCAN/PFC, REACTOR
A9MEM3335 | Triphase kWh meter 125A MBus MID | 13282500 | 12075000 | #REF! | Thinh | In Price Book | 4.13 POWERTAG, A/V/iEM METER, CT, VARPLUSCAN/PFC, REACTOR
A9MEM3350 | Triphase kWh meter 125A Modbus | 10305900 | 9369000 | #REF! | Thinh | In Price Book | 4.13 POWERTAG, A/V/iEM METER, CT, VARPLUSCAN/PFC, REACTOR
A9MEM3355 | Triphase kWh meter 125A Modbus MID | 12090100 | 10991000 | #REF! | Thinh | In Price Book | 4.13 POWERTAG, A/V/iEM METER, CT, VARPLUSCAN/PFC, REACTOR
A9MEM3365 | Triphase kWh meter 125A BACnet MID | 13660900 | 12419000 | #REF! | Thinh | In Price Book | 4.13 POWERTAG, A/V/iEM METER, CT, VARPLUSCAN/PFC, REACTOR
A9MEM3375 | Triphase kWh meter 125A LON MID | 14690500 | 13355000 | #REF! | Thinh | In Price Book | 4.13 POWERTAG, A/V/iEM METER, CT, VARPLUSCAN/PFC, REACTOR
A9MEM3455 | TRIPHASE KWH METER LVCT MODBUS | 11966900 | 10879000 | #REF! | Thinh | In Price Book | 4.13 POWERTAG, A/V/iEM METER, CT, VARPLUSCAN/PFC, REACTOR
A9MEM3465 | TRIPHASE KWH METER LVCT BACNET | 13975500 | 12705000 | #REF! | Thinh | In Price Book | 4.13 POWERTAG, A/V/iEM METER, CT, VARPLUSCAN/PFC, REACTOR
A9MEM3555 | TRIPHASE KWH METER ROGCOIL MODBUS | 10227800 | 9298000 | #REF! | Thinh | In Price Book | 4.13 POWERTAG, A/V/iEM METER, CT, VARPLUSCAN/PFC, REACTOR
A9MEM3565 | TRIPHASE KWH METER ROGCOIL BACNET | 13428800 | 12208000 | #REF! | Thinh | In Price Book | 4.13 POWERTAG, A/V/iEM METER, CT, VARPLUSCAN/PFC, REACTOR
A9XMWD100 | A9 PowerTag Link HD RF/ IP gateway | 27918000 | 25380000 | #REF! | Thinh | In Price Book | 4.13 POWERTAG, A/V/iEM METER, CT, VARPLUSCAN/PFC, REACTOR
A9XMWD20 | A9 PowerTag Link RF to IP gateway | 17076400 | 15524000 | #REF! | Thinh | In Price Book | 4.13 POWERTAG, A/V/iEM METER, CT, VARPLUSCAN/PFC, REACTOR
BLRCH025A030B40 | CAPACITOR CAN HDY 2.5/3.0 KVAR 400V | 2712600 | 2466000 | #REF! | Thinh | In Price Book | 4.13 POWERTAG, A/V/iEM METER, CT, VARPLUSCAN/PFC, REACTOR
BLRCH027A033B24 | CAPACITOR CAN HDY 2.7/3.3KVAR 240V | 3106400 | 2824000 | #REF! | Thinh | In Price Book | 4.13 POWERTAG, A/V/iEM METER, CT, VARPLUSCAN/PFC, REACTOR
BLRCH030A036B40 | CAPACITOR CAN HDY 3.0/3.6 KVAR 400V | 2728000 | 2480000 | #REF! | Thinh | In Price Book | 4.13 POWERTAG, A/V/iEM METER, CT, VARPLUSCAN/PFC, REACTOR
BLRCH042A050B24 | CAPACITOR CAN HDY 4.2/5KVAR 240V | 3504600 | 3186000 | #REF! | Thinh | In Price Book | 4.13 POWERTAG, A/V/iEM METER, CT, VARPLUSCAN/PFC, REACTOR
BLRCH042A050B44 | Capacitor Can HDY 4.2/5 Kvar 440V | 3667400 | 3334000 | #REF! | Thinh | In Price Book | 4.13 POWERTAG, A/V/iEM METER, CT, VARPLUSCAN/PFC, REACTOR
BLRCH042A050B48 | CAPACITOR CAN HDY 4.2/5KVAR 480V | 2678500 | 2435000 | #REF! | Thinh | In Price Book | 4.13 POWERTAG, A/V/iEM METER, CT, VARPLUSCAN/PFC, REACTOR
BLRCH042A050B52 | Capacitor Can HDY 4.2/5 Kvar 525V | 3672900 | 3339000 | #REF! | Thinh | In Price Book | 4.13 POWERTAG, A/V/iEM METER, CT, VARPLUSCAN/PFC, REACTOR
BLRCH050A060B40 | CAPACITOR CAN HDY 5/6KVAR 400V | 3175700 | 2887000 | #REF! | Thinh | In Price Book | 4.13 POWERTAG, A/V/iEM METER, CT, VARPLUSCAN/PFC, REACTOR
BLRCH050A060B44 | CAPACITOR CAN HDY 5/6KVAR 440V | 2681800 | 2438000 | #REF! | Thinh | In Price Book | 4.13 POWERTAG, A/V/iEM METER, CT, VARPLUSCAN/PFC, REACTOR
BLRCH050A060B48 | CAPACITOR CAN HDY 5/6KVAR 480V | 3159200 | 2872000 | #REF! | Thinh | In Price Book | 4.13 POWERTAG, A/V/iEM METER, CT, VARPLUSCAN/PFC, REACTOR
BLRCH050A060B52 | CAPACITOR CAN HDY 5/6KVAR 525V | 3171300 | 2883000 | #REF! | Thinh | In Price Book | 4.13 POWERTAG, A/V/iEM METER, CT, VARPLUSCAN/PFC, REACTOR
BLRCH054A065B24 | CAPACITOR CAN HDY 5.4/6.5KVAR 240V | 4123900 | 3749000 | #REF! | Thinh | In Price Book | 4.13 POWERTAG, A/V/iEM METER, CT, VARPLUSCAN/PFC, REACTOR
BLRCH063A075B24 | CAPACITOR CAN HDY 6.3/7.5KVAR 240V | 4831200 | 4392000 | #REF! | Thinh | In Price Book | 4.13 POWERTAG, A/V/iEM METER, CT, VARPLUSCAN/PFC, REACTOR
BLRCH063A075B40 | CAPACITOR CAN HDY 6.3/7.5KVAR 400V | 3496900 | 3179000 | #REF! | Thinh | In Price Book | 4.13 POWERTAG, A/V/iEM METER, CT, VARPLUSCAN/PFC, REACTOR
BLRCH075A090B40 | CAPACITOR CAN HDY 7.5/9KVAR 400V | 3632200 | 3302000 | #REF! | Thinh | In Price Book | 4.13 POWERTAG, A/V/iEM METER, CT, VARPLUSCAN/PFC, REACTOR
BLRCH075A090B44 | CAPACITOR CAN HDY 7.5/9KVAR 440V | 3441900 | 3129000 | #REF! | Thinh | In Price Book | 4.13 POWERTAG, A/V/iEM METER, CT, VARPLUSCAN/PFC, REACTOR
BLRCH075A090B48 | CAPACITOR CAN HDY 7.5/9KVAR 480V | 3494700 | 3177000 | #REF! | Thinh | In Price Book | 4.13 POWERTAG, A/V/iEM METER, CT, VARPLUSCAN/PFC, REACTOR
BLRCH080A096B52 | CAPACITOR CAN HDY 8/9.6KVAR 525V | 3448500 | 3135000 | #REF! | Thinh | In Price Book | 4.13 POWERTAG, A/V/iEM METER, CT, VARPLUSCAN/PFC, REACTOR
BLRCH083A100B24 | Capacitor Can HDY 8.3/10 kvar 240V | 5379000 | 4890000 | #REF! | Thinh | In Price Book | 4.13 POWERTAG, A/V/iEM METER, CT, VARPLUSCAN/PFC, REACTOR
BLRCH083A100B40 | CAPACITOR CAN HDY 8.3/10KVAR 400V | 3942400 | 3584000 | #REF! | Thinh | In Price Book | 4.13 POWERTAG, A/V/iEM METER, CT, VARPLUSCAN/PFC, REACTOR
BLRCH083A100B44 | Capacitor Can HDY 8.3/10 Kvar 440V | 4606800 | 4188000 | #REF! | Thinh | In Price Book | 4.13 POWERTAG, A/V/iEM METER, CT, VARPLUSCAN/PFC, REACTOR
BLRCH083A100B48 | Capacitor Can HDY 8.3/10 Kvar 480V | 4647500 | 4225000 | #REF! | Thinh | In Price Book | 4.13 POWERTAG, A/V/iEM METER, CT, VARPLUSCAN/PFC, REACTOR
BLRCH083A100B52 | Capacitor Can HDY 8.3/10 Kvar 525V | 4573800 | 4158000 | #REF! | Thinh | In Price Book | 4.13 POWERTAG, A/V/iEM METER, CT, VARPLUSCAN/PFC, REACTOR
BLRCH088A106B48 | CAPACITOR CAN HDY 8.8/10.6KVAR 480V | 3814800 | 3468000 | #REF! | Thinh | In Price Book | 4.13 POWERTAG, A/V/iEM METER, CT, VARPLUSCAN/PFC, REACTOR
BLRCH100A120B44 | CAPACITOR CAN HDY 10/12KVAR 440V | 3491400 | 3174000 | #REF! | Thinh | In Price Book | 4.13 POWERTAG, A/V/iEM METER, CT, VARPLUSCAN/PFC, REACTOR
BLRCH100A120B52 | CAPACITOR CAN HDY 10/12 KVAR 525V | 3606900 | 3279000 | #REF! | Thinh | In Price Book | 4.13 POWERTAG, A/V/iEM METER, CT, VARPLUSCAN/PFC, REACTOR
BLRCH104A125B40 | CAPACITOR CAN HDY 10.4/12.5KVAR 400V | 4365900 | 3969000 | #REF! | Thinh | In Price Book | 4.13 POWERTAG, A/V/iEM METER, CT, VARPLUSCAN/PFC, REACTOR
BLRCH104A125B48 | CAPACITOR CAN HDY 10.4/12.5KVAR 480V | 3646500 | 3315000 | #REF! | Thinh | In Price Book | 4.13 POWERTAG, A/V/iEM METER, CT, VARPLUSCAN/PFC, REACTOR
BLRCH106A127B52 | CAPACITOR CAN HDY 10.6/12.7KVAR 525V | 3997400 | 3634000 | #REF! | Thinh | In Price Book | 4.13 POWERTAG, A/V/iEM METER, CT, VARPLUSCAN/PFC, REACTOR
BLRCH109A130B24 | CAPACITOR CAN HDY 10.9/13KVAR 240V | 6773800 | 6158000 | #REF! | Thinh | In Price Book | 4.13 POWERTAG, A/V/iEM METER, CT, VARPLUSCAN/PFC, REACTOR
BLRCH111A133B69 | CAPACITOR CAN HDY 11.1/13.3KVAR 690V | 6039000 | 5490000 | #REF! | Thinh | In Price Book | 4.13 POWERTAG, A/V/iEM METER, CT, VARPLUSCAN/PFC, REACTOR
BLRCH117A140B24 | CAPACITOR CAN HDY 11.7/14KVAR 240V | 7107100 | 6461000 | #REF! | Thinh | In Price Book | 4.13 POWERTAG, A/V/iEM METER, CT, VARPLUSCAN/PFC, REACTOR
BLRCH120A144B57 | CAPACITOR CAN HDY 12/14.4KVAR 575V | 6840900 | 6219000 | #REF! | Thinh | In Price Book | 4.13 POWERTAG, A/V/iEM METER, CT, VARPLUSCAN/PFC, REACTOR
BLRCH125A150B40 | CAPACITOR CAN HDY 12.5/15KVAR 400V | 5074300 | 4613000 | #REF! | Thinh | In Price Book | 4.13 POWERTAG, A/V/iEM METER, CT, VARPLUSCAN/PFC, REACTOR
BLRCH125A150B44 | CAPACITOR CAN HDY 12.5/15KVAR 440V | 4855400 | 4414000 | #REF! | Thinh | In Price Book | 4.13 POWERTAG, A/V/iEM METER, CT, VARPLUSCAN/PFC, REACTOR
BLRCH125A150B48 | CAPACITOR CAN HDY 12.5/15KVAR 480V | 4545200 | 4132000 | #REF! | Thinh | In Price Book | 4.13 POWERTAG, A/V/iEM METER, CT, VARPLUSCAN/PFC, REACTOR
BLRCH125A150B52 | CAPACITOR CAN HDY 12.5/15KVAR 525V | 4434100 | 4031000 | #REF! | Thinh | In Price Book | 4.13 POWERTAG, A/V/iEM METER, CT, VARPLUSCAN/PFC, REACTOR
BLRCH125A150B60 | CAPACITOR CAN HDY 12.5/15KVAR 600V | 8182900 | 7439000 | #REF! | Thinh | In Price Book | 4.13 POWERTAG, A/V/iEM METER, CT, VARPLUSCAN/PFC, REACTOR
BLRCH125A150B69 | CAPACITOR CAN HDY 12.5/15KVAR 690V | 6492200 | 5902000 | #REF! | Thinh | In Price Book | 4.13 POWERTAG, A/V/iEM METER, CT, VARPLUSCAN/PFC, REACTOR
BLRCH131A157B24 | CAPACITOR CAN HDY 13.1/15.7KVAR 240V | 7422800 | 6748000 | #REF! | Thinh | In Price Book | 4.13 POWERTAG, A/V/iEM METER, CT, VARPLUSCAN/PFC, REACTOR
BLRCH136A163B48 | CAPACITOR CAN HDY 13.6/16.3KVAR 480V | 5054500 | 4595000 | #REF! | Thinh | In Price Book | 4.13 POWERTAG, A/V/iEM METER, CT, VARPLUSCAN/PFC, REACTOR
BLRCH138A165B69 | CAPACITOR CAN HDY 13.8/16.5KVAR 690V | 7761600 | 7056000 | #REF! | Thinh | In Price Book | 4.13 POWERTAG, A/V/iEM METER, CT, VARPLUSCAN/PFC, REACTOR
BLRCH143A172B44 | CAPACITOR CAN HDY 14.3/17.2KVAR 440V | 5303100 | 4821000 | #REF! | Thinh | In Price Book | 4.13 POWERTAG, A/V/iEM METER, CT, VARPLUSCAN/PFC, REACTOR
BLRCH144A173B48 | CAPACITOR CAN HDY 14.4/17.3KVAR 480V | 5379000 | 4890000 | #REF! | Thinh | In Price Book | 4.13 POWERTAG, A/V/iEM METER, CT, VARPLUSCAN/PFC, REACTOR
BLRCH150A180B40 | CAPACITOR CAN HDY 15/18KVAR 400V | 5720000 | 5200000 | #REF! | Thinh | In Price Book | 4.13 POWERTAG, A/V/iEM METER, CT, VARPLUSCAN/PFC, REACTOR
BLRCH150A180B44 | CAPACITOR CAN HDY 15/18KVAR 440V | 4633200 | 4212000 | #REF! | Thinh | In Price Book | 4.13 POWERTAG, A/V/iEM METER, CT, VARPLUSCAN/PFC, REACTOR
BLRCH150A180B57 | CAPACITOR CAN HDY 15/18KVAR 575V | 8719700 | 7927000 | #REF! | Thinh | In Price Book | 4.13 POWERTAG, A/V/iEM METER, CT, VARPLUSCAN/PFC, REACTOR
BLRCH150A180B69 | CAPACITOR CAN HDY 15/18KVAR 690V | 8042100 | 7311000 | #REF! | Thinh | In Price Book | 4.13 POWERTAG, A/V/iEM METER, CT, VARPLUSCAN/PFC, REACTOR
BLRCH154A185B52 | CAPACITOR CAN HDY 15.4/18.5KVAR 525V | 5390000 | 4900000 | #REF! | Thinh | In Price Book | 4.13 POWERTAG, A/V/iEM METER, CT, VARPLUSCAN/PFC, REACTOR
BLRCH155A186B48 | CAPACITOR CAN HDY 15.5/18.6KVAR 480V | 4816900 | 4379000 | #REF! | Thinh | In Price Book | 4.13 POWERTAG, A/V/iEM METER, CT, VARPLUSCAN/PFC, REACTOR
BLRCH167A200B40 | CAPACITOR CAN HDY 16.7/20KVAR 400V | 6999300 | 6363000 | #REF! | Thinh | In Price Book | 4.13 POWERTAG, A/V/iEM METER, CT, VARPLUSCAN/PFC, REACTOR
BLRCH167A200B52 | Capacitor Can HDY 16.7/20 Kvar 525V | 7056500 | 6415000 | #REF! | Thinh | In Price Book | 4.13 POWERTAG, A/V/iEM METER, CT, VARPLUSCAN/PFC, REACTOR
BLRCH169A203B44 | CAPACITOR CAN HDY 16.9/20.3KVAR 440V | 6812300 | 6193000 | #REF! | Thinh | In Price Book | 4.13 POWERTAG, A/V/iEM METER, CT, VARPLUSCAN/PFC, REACTOR
BLRCH170A204B48 | CAPACITOR CAN HDY 17/20.4KVAR 480V | 5751900 | 5229000 | #REF! | Thinh | In Price Book | 4.13 POWERTAG, A/V/iEM METER, CT, VARPLUSCAN/PFC, REACTOR
BLRCH171A205B83 | CAPACITOR CAN HDY 17.1/20.5KVAR 830V | 9315900 | 8469000 | #REF! | Thinh | In Price Book | 4.13 POWERTAG, A/V/iEM METER, CT, VARPLUSCAN/PFC, REACTOR
BLRCH172A206B52 | CAPACITOR CAN HDY 17.2/20.6KVAR 525V | 5688100 | 5171000 | #REF! | Thinh | In Price Book | 4.13 POWERTAG, A/V/iEM METER, CT, VARPLUSCAN/PFC, REACTOR
BLRCH180A216B48 | CAPACITOR CAN HDY 18/21.6KVAR 480V | 5775000 | 5250000 | #REF! | Thinh | In Price Book | 4.13 POWERTAG, A/V/iEM METER, CT, VARPLUSCAN/PFC, REACTOR
BLRCH182A218B44 | CAPACITOR CAN HDY 18.2/21.8KVAR 440V | 6284300 | 5713000 | #REF! | Thinh | In Price Book | 4.13 POWERTAG, A/V/iEM METER, CT, VARPLUSCAN/PFC, REACTOR
BLRCH185A222B52 | CAPACITOR CAN HDY 18.5/22.2KVAR 525V | 5798100 | 5271000 | #REF! | Thinh | In Price Book | 4.13 POWERTAG, A/V/iEM METER, CT, VARPLUSCAN/PFC, REACTOR
BLRCH200A240B40 | CAPACITOR CAN HDY 20/24KVAR 400V | 7331500 | 6665000 | #REF! | Thinh | In Price Book | 4.13 POWERTAG, A/V/iEM METER, CT, VARPLUSCAN/PFC, REACTOR
BLRCH200A240B44 | CAPACITOR CAN HDY 20/24KVAR 440V | 6337100 | 5761000 | #REF! | Thinh | In Price Book | 4.13 POWERTAG, A/V/iEM METER, CT, VARPLUSCAN/PFC, REACTOR
BLRCH200A240B52 | CAPACITOR CAN HDY 20/24KVAR 525V | 6459200 | 5872000 | #REF! | Thinh | In Price Book | 4.13 POWERTAG, A/V/iEM METER, CT, VARPLUSCAN/PFC, REACTOR
BLRCH200A240B69 | CAPACITOR CAN HDY 20/24KVAR 690V | 8827500 | 8025000 | #REF! | Thinh | In Price Book | 4.13 POWERTAG, A/V/iEM METER, CT, VARPLUSCAN/PFC, REACTOR
BLRCH208A250B40 | CAPACITOR CAN HDY 20.8/25KVAR 400V | 7440400 | 6764000 | #REF! | Thinh | In Price Book | 4.13 POWERTAG, A/V/iEM METER, CT, VARPLUSCAN/PFC, REACTOR
BLRCH208A250B44 | Capacitor Can HDY 20.8/25 Kvar 440V | 8602000 | 7820000 | #REF! | Thinh | In Price Book | 4.13 POWERTAG, A/V/iEM METER, CT, VARPLUSCAN/PFC, REACTOR
BLRCH208A250B48 | CAPACITOR CAN HDY 20.8/25KVAR 480V | 6138000 | 5580000 | #REF! | Thinh | In Price Book | 4.13 POWERTAG, A/V/iEM METER, CT, VARPLUSCAN/PFC, REACTOR
BLRCH208A250B52 | Capacitor Can HDY 20.8/25 Kvar 525V | 8615200 | 7832000 | #REF! | Thinh | In Price Book | 4.13 POWERTAG, A/V/iEM METER, CT, VARPLUSCAN/PFC, REACTOR
BLRCH208A250B60 | CAPACITOR CAN HDY 20.8/25KVAR 600V | 11037400 | 10034000 | #REF! | Thinh | In Price Book | 4.13 POWERTAG, A/V/iEM METER, CT, VARPLUSCAN/PFC, REACTOR
BLRCH227A272B48 | Capacitor Can HDY 22.7/27.2 kvar 480V | 7312800 | 6648000 | #REF! | Thinh | In Price Book | 4.13 POWERTAG, A/V/iEM METER, CT, VARPLUSCAN/PFC, REACTOR
BLRCH250A300B40 | CAPACITOR CAN HDY 25/30KVAR 400V | 8124600 | 7386000 | #REF! | Thinh | In Price Book | 4.13 POWERTAG, A/V/iEM METER, CT, VARPLUSCAN/PFC, REACTOR
BLRCH250A300B44 | CAPACITOR CAN HDY 25/30KVAR 440V | 6462500 | 5875000 | #REF! | Thinh | In Price Book | 4.13 POWERTAG, A/V/iEM METER, CT, VARPLUSCAN/PFC, REACTOR
BLRCH250A300B48 | Capacitor Can HDY 25/30 Kvar 480V | 9785600 | 8896000 | #REF! | Thinh | In Price Book | 4.13 POWERTAG, A/V/iEM METER, CT, VARPLUSCAN/PFC, REACTOR
BLRCH250A300B52 | CAPACITOR CAN HDY 25/30KVAR 525V | 7209400 | 6554000 | #REF! | Thinh | In Price Book | 4.13 POWERTAG, A/V/iEM METER, CT, VARPLUSCAN/PFC, REACTOR
BLRCH250A300B69 | CAPACITOR CAN HDY 25/30KVAR 690V | 10539100 | 9581000 | #REF! | Thinh | In Price Book | 4.13 POWERTAG, A/V/iEM METER, CT, VARPLUSCAN/PFC, REACTOR
BLRCH258A310B48 | CAPACITOR CAN HDY 25.8/31KVAR 480V | 6518600 | 5926000 | #REF! | Thinh | In Price Book | 4.13 POWERTAG, A/V/iEM METER, CT, VARPLUSCAN/PFC, REACTOR
BLRCH276A331B69 | CAPACITOR CAN HDY 27.6/33.1KVAR 690V | 10969200 | 9972000 | #REF! | Thinh | In Price Book | 4.13 POWERTAG, A/V/iEM METER, CT, VARPLUSCAN/PFC, REACTOR
BLRCH285A342B44 | CAPACITOR CAN HDY 28.5/34.2KVAR 440V | 8797800 | 7998000 | #REF! | Thinh | In Price Book | 4.13 POWERTAG, A/V/iEM METER, CT, VARPLUSCAN/PFC, REACTOR
BLRCH288A346B48 | CAPACITOR CAN HDY 28.8/34.6KVAR 480V | 8747200 | 7952000 | #REF! | Thinh | In Price Book | 4.13 POWERTAG, A/V/iEM METER, CT, VARPLUSCAN/PFC, REACTOR
BLRCH292A350B57 | CAPACITOR CAN HDY 29.2/35KVAR 575V | 12350800 | 11228000 | #REF! | Thinh | In Price Book | 4.13 POWERTAG, A/V/iEM METER, CT, VARPLUSCAN/PFC, REACTOR
BLRCH300A360B40 | CAPACITOR CAN HDY 30/36KVAR 400V | 9167400 | 8334000 | #REF! | Thinh | In Price Book | 4.13 POWERTAG, A/V/iEM METER, CT, VARPLUSCAN/PFC, REACTOR
BLRCH300A360B69 | CAPACITOR CAN HDY 30/36KVAR 690V | 11325600 | 10296000 | #REF! | Thinh | In Price Book | 4.13 POWERTAG, A/V/iEM METER, CT, VARPLUSCAN/PFC, REACTOR
BLRCH303A000B44 | CAPACITOR CAN HDY 30.3/0KVAR 440V | 7995900 | 7269000 | #REF! | Thinh | In Price Book | 4.13 POWERTAG, A/V/iEM METER, CT, VARPLUSCAN/PFC, REACTOR
BLRCH309A371B52 | CAPACITOR CAN HDY 30.9/37.1KVAR 525V | 8025600 | 7296000 | #REF! | Thinh | In Price Book | 4.13 POWERTAG, A/V/iEM METER, CT, VARPLUSCAN/PFC, REACTOR
BLRCH315A378B44 | CAPACITOR CAN HDY 31.5/37.8 KVAR 440V | 8889100 | 8081000 | #REF! | Thinh | In Price Book | 4.13 POWERTAG, A/V/iEM METER, CT, VARPLUSCAN/PFC, REACTOR
BLRCH315A378B48 | CAPACITOR CAN HDY 31.5/37.8KVAR 480V | 7557000 | 6870000 | #REF! | Thinh | In Price Book | 4.13 POWERTAG, A/V/iEM METER, CT, VARPLUSCAN/PFC, REACTOR
BLRCH333A400B40 | CAPACITOR CAN HDY 33.3/40KVAR 400V | 9565600 | 8696000 | #REF! | Thinh | In Price Book | 4.13 POWERTAG, A/V/iEM METER, CT, VARPLUSCAN/PFC, REACTOR
BLRCH333A400B48 | Capacitor Can HDY 33.3/40 Kvar 480V | 12205600 | 11096000 | #REF! | Thinh | In Price Book | 4.13 POWERTAG, A/V/iEM METER, CT, VARPLUSCAN/PFC, REACTOR
BLRCH333A400B52 | Capacitor Can HDY 33.3/40 Kvar 525V | 10745900 | 9769000 | #REF! | Thinh | In Price Book | 4.13 POWERTAG, A/V/iEM METER, CT, VARPLUSCAN/PFC, REACTOR
BLRCH335A401B44 | Capacitor Can HDY 33.5/40.1 kvar 440V | 8443600 | 7676000 | #REF! | Thinh | In Price Book | 4.13 POWERTAG, A/V/iEM METER, CT, VARPLUSCAN/PFC, REACTOR
BLRCH339A407B48 | CAPACITOR CAN HDY 33.9/40.7KVAR 480V | 8438100 | 7671000 | #REF! | Thinh | In Price Book | 4.13 POWERTAG, A/V/iEM METER, CT, VARPLUSCAN/PFC, REACTOR
BLRCH344A413B52 | CAPACITOR CAN HDY 34.4/41.3KVAR 525V | 9061800 | 8238000 | #REF! | Thinh | In Price Book | 4.13 POWERTAG, A/V/iEM METER, CT, VARPLUSCAN/PFC, REACTOR
BLRCH377A452B52 | CAPACITOR CAN HDY 37.7/45.2KVAR 525V | 9352200 | 8502000 | #REF! | Thinh | In Price Book | 4.13 POWERTAG, A/V/iEM METER, CT, VARPLUSCAN/PFC, REACTOR
BLRCH400A480B40 | CAPACITOR CAN HDY 40/48KVAR 400V | 10534700 | 9577000 | #REF! | Thinh | In Price Book | 4.13 POWERTAG, A/V/iEM METER, CT, VARPLUSCAN/PFC, REACTOR
BLRCH400A480B44 | CAPACITOR CAN HDY 40/48KVAR 440V | 8904500 | 8095000 | #REF! | Thinh | In Price Book | 4.13 POWERTAG, A/V/iEM METER, CT, VARPLUSCAN/PFC, REACTOR
BLRCH400A480B52 | CAPACITOR CAN HDY 40/48KVAR 525V | 8868200 | 8062000 | #REF! | Thinh | In Price Book | 4.13 POWERTAG, A/V/iEM METER, CT, VARPLUSCAN/PFC, REACTOR
BLRCH417A500B40 | CAPACITOR CAN HDY 41.7/50KVAR 400V | 12006500 | 10915000 | #REF! | Thinh | In Price Book | 4.13 POWERTAG, A/V/iEM METER, CT, VARPLUSCAN/PFC, REACTOR
BLRCH417A500B48 | Capacitor Can HDY 41.7/50 Kvar 480V | 12412400 | 11284000 | #REF! | Thinh | In Price Book | 4.13 POWERTAG, A/V/iEM METER, CT, VARPLUSCAN/PFC, REACTOR
BLRCH417A500B52 | Capacitor Can HDY 41.7/50 Kvar 525V | 12567500 | 11425000 | #REF! | Thinh | In Price Book | 4.13 POWERTAG, A/V/iEM METER, CT, VARPLUSCAN/PFC, REACTOR
BLRCH453A544B48 | CAPACITOR CAN HDY 51.7/62 KVAR 480V | 14924800 | 13568000 | #REF! | Thinh | In Price Book | 4.13 POWERTAG, A/V/iEM METER, CT, VARPLUSCAN/PFC, REACTOR
BLRCH500A000B40 | CAPACITOR CAN HDY 50/0KVAR 400V | 12936000 | 11760000 | #REF! | Thinh | In Price Book | 4.13 POWERTAG, A/V/iEM METER, CT, VARPLUSCAN/PFC, REACTOR
BLRCH500A000B44 | CAPACITOR CAN HDY 50/0KVAR 440V | 10780000 | 9800000 | #REF! | Thinh | In Price Book | 4.13 POWERTAG, A/V/iEM METER, CT, VARPLUSCAN/PFC, REACTOR
BLRCH517A620B48 | CAPACITOR CAN HDY 51.7/62 KVAR 480V | 15319700 | 13927000 | #REF! | Thinh | In Price Book | 4.13 POWERTAG, A/V/iEM METER, CT, VARPLUSCAN/PFC, REACTOR
BLRCH567A680B48 | CAPACITOR CAN HDY 56.7/68 KVAR 480V | 16584700 | 15077000 | #REF! | Thinh | In Price Book | 4.13 POWERTAG, A/V/iEM METER, CT, VARPLUSCAN/PFC, REACTOR
BLRCH571A000B44 | CAPACITOR CAN HDY 57.1/0KVAR 440V | 12845800 | 11678000 | #REF! | Thinh | In Price Book | 4.13 POWERTAG, A/V/iEM METER, CT, VARPLUSCAN/PFC, REACTOR
BLRCH620A000B48 | CAPACITOR CAN HDY 62/ | 16039100 | 14581000 | #REF! | Thinh | In Price Book | 4.13 POWERTAG, A/V/iEM METER, CT, VARPLUSCAN/PFC, REACTOR
BLRCH680A000B48 | CAPACITOR CAN HDY 68/ | 16270100 | 14791000 | #REF! | Thinh | In Price Book | 4.13 POWERTAG, A/V/iEM METER, CT, VARPLUSCAN/PFC, REACTOR
BLRCHM215A258B40 | VarPlus Can 1P 21.5kvar/25.8kvar 400V | 6977300 | 6343000 | #REF! | Thinh | In Price Book | 4.13 POWERTAG, A/V/iEM METER, CT, VARPLUSCAN/PFC, REACTOR
BLRCHM233A280B40 | VarPlus Can 1P 23.3kvar/27.96kvar 400V | 7980500 | 7255000 | #REF! | Thinh | In Price Book | 4.13 POWERTAG, A/V/iEM METER, CT, VARPLUSCAN/PFC, REACTOR
BLRCHM258A310B40 | VarPlus Can 1P 25.8kvar/30.96kvar 400V | 8270900 | 7519000 | #REF! | Thinh | In Price Book | 4.13 POWERTAG, A/V/iEM METER, CT, VARPLUSCAN/PFC, REACTOR
BLRCHM280A336B40 | VarPlus Can 1P 28kvar/33.6kvar 400V | 8641600 | 7856000 | #REF! | Thinh | In Price Book | 4.13 POWERTAG, A/V/iEM METER, CT, VARPLUSCAN/PFC, REACTOR
BLRCHU250A300B40 | VarPlus Can UE 25/30 Kvar 400V | 10279500 | 9345000 | #REF! | Thinh | In Price Book | 4.13 POWERTAG, A/V/iEM METER, CT, VARPLUSCAN/PFC, REACTOR
BLRCHU339A407B48 | VarPlus Can UE 33.9/40.7 Kvar 480V | 12323300 | 11203000 | #REF! | Thinh | In Price Book | 4.13 POWERTAG, A/V/iEM METER, CT, VARPLUSCAN/PFC, REACTOR
BLRCHU377A452B52 | VarPlus Can UE 37.7/45.2 Kvar 525V | 11752400 | 10684000 | #REF! | Thinh | In Price Book | 4.13 POWERTAG, A/V/iEM METER, CT, VARPLUSCAN/PFC, REACTOR
BLRCHUM215A258B40 | VarPlus Can SP UE 21.5/25.8 Kvar 400V | 9618400 | 8744000 | #REF! | Thinh | In Price Book | 4.13 POWERTAG, A/V/iEM METER, CT, VARPLUSCAN/PFC, REACTOR
BLRCHUM233A280B40 | VarPlus Can SP UE 23.3/28.0 Kvar 400V | 10598500 | 9635000 | #REF! | Thinh | In Price Book | 4.13 POWERTAG, A/V/iEM METER, CT, VARPLUSCAN/PFC, REACTOR
BLRCS010A012B40 | CAPACITOR CAN SDY 1/1.2KVAR 400V | 2597100 | 2361000 | #REF! | Thinh | In Price Book | 4.7 EASYCAN & EASY PFC
BLRCS017A020B40 | CAPACITOR CAN SDY 1.7/2KVAR 400V | 2697200 | 2452000 | #REF! | Thinh | In Price Book | 4.7 EASYCAN & EASY PFC
BLRCS020A024B40 | CAPACITOR CAN SDY 2/2.4KVAR 400V | 2861100 | 2601000 | #REF! | Thinh | In Price Book | 4.7 EASYCAN & EASY PFC
BLRCS025A030B40 | CAPACITOR CAN SDY 2.5/3KVAR 400V | 2835800 | 2578000 | #REF! | Thinh | In Price Book | 4.7 EASYCAN & EASY PFC
BLRCS027A033B24 | CAPACITOR CAN SDY 2.7/3.3KVAR 240V | 3523300 | 3203000 | #REF! | Thinh | In Price Book | 4.7 EASYCAN & EASY PFC
BLRCS030A036B40 | CAPACITOR CAN SDY 3/3.6KVAR 400V | 2879800 | 2618000 | #REF! | Thinh | In Price Book | 4.7 EASYCAN & EASY PFC
BLRCS030A036B44 | CAPACITOR CAN SDY 3/3.6KVAR 440V | 2835800 | 2578000 | #REF! | Thinh | In Price Book | 4.7 EASYCAN & EASY PFC
BLRCS042A050B40 | CAPACITOR CAN SDY 4.2/5KVAR 400V | 2780800 | 2528000 | #REF! | Thinh | In Price Book | 4.7 EASYCAN & EASY PFC
BLRCS042A050B48 | CAPACITOR CAN SDY 4.2/5KVAR 480V | 3251600 | 2956000 | #REF! | Thinh | In Price Book | 4.7 EASYCAN & EASY PFC
BLRCS050A060B40 | CAPACITOR CAN SDY 5/6KVAR 400V | 2623500 | 2385000 | #REF! | Thinh | In Price Book | 4.7 EASYCAN & EASY PFC
BLRCS050A060B44 | CAPACITOR CAN SDY 5/6KVAR 440V | 2871000 | 2610000 | #REF! | Thinh | In Price Book | 4.7 EASYCAN & EASY PFC
BLRCS050A060B52 | CAPACITOR CAN SDY 5/6KVAR 525V | 3489200 | 3172000 | #REF! | Thinh | In Price Book | 4.7 EASYCAN & EASY PFC
BLRCS054A065B24 | CAPACITOR CAN SDY 5.4/6.5KVAR 240V | 4831200 | 4392000 | #REF! | Thinh | In Price Book | 4.7 EASYCAN & EASY PFC
BLRCS063A075B24 | CAPACITOR CAN SDY 6.3/7.5KVAR 240V | 5117200 | 4652000 | #REF! | Thinh | In Price Book | 4.7 EASYCAN & EASY PFC
BLRCS063A075B40 | CAPACITOR CAN SDY 6.3/7.5KVAR 400V | 3858800 | 3508000 | #REF! | Thinh | In Price Book | 4.7 EASYCAN & EASY PFC
BLRCS067A080B48 | CAPACITOR CAN SDY 6.7/8KVAR 480V | 3867600 | 3516000 | #REF! | Thinh | In Price Book | 4.7 EASYCAN & EASY PFC
BLRCS075A090B40 | CAPACITOR CAN SDY 7.5/9KVAR 400V | 3811500 | 3465000 | #REF! | Thinh | In Price Book | 4.7 EASYCAN & EASY PFC
BLRCS075A090B44 | CAPACITOR CAN SDY 7.5/9KVAR 440V | 3700400 | 3364000 | #REF! | Thinh | In Price Book | 4.7 EASYCAN & EASY PFC
BLRCS075A090B48 | CAPACITOR CAN SDY 7.5/9KVAR 480V | 4923600 | 4476000 | #REF! | Thinh | In Price Book | 4.7 EASYCAN & EASY PFC
BLRCS083A100B24 | Capacitor Can SDY 8.3/10 kvar 240V | 6868400 | 6244000 | #REF! | Thinh | In Price Book | 4.7 EASYCAN & EASY PFC
BLRCS083A100B40 | CAPACITOR CAN SDY 8.3/10KVAR 400V | 3674000 | 3340000 | #REF! | Thinh | In Price Book | 4.7 EASYCAN & EASY PFC
BLRCS088A106B48 | CAPACITOR CAN SDY 8.8/10.6KVAR 480V | 3567300 | 3243000 | #REF! | Thinh | In Price Book | 4.7 EASYCAN & EASY PFC
BLRCS100A120B44 | CAPACITOR CAN SDY 10/12KVAR 440V | 3055800 | 2778000 | #REF! | Thinh | In Price Book | 4.7 EASYCAN & EASY PFC
BLRCS104A125B40 | CAPACITOR CAN SDY 10.4/12.5KVAR 400V | 4504500 | 4095000 | #REF! | Thinh | In Price Book | 4.7 EASYCAN & EASY PFC
BLRCS104A125B48 | CAPACITOR CAN SDY 10.4/12.5KVAR 480V | 3740000 | 3400000 | #REF! | Thinh | In Price Book | 4.7 EASYCAN & EASY PFC
BLRCS106A127B52 | CAPACITOR CAN SDY 10.6/12.7KVAR 525V | 3710300 | 3373000 | #REF! | Thinh | In Price Book | 4.7 EASYCAN & EASY PFC
BLRCS109A130B24 | CAPACITOR CAN SDY 10.9/13KVAR 240V | 6854100 | 6231000 | #REF! | Thinh | In Price Book | 4.7 EASYCAN & EASY PFC
BLRCS125A150B40 | CAPACITOR CAN SDY 12.5/15KVAR 400V | 4988500 | 4535000 | #REF! | Thinh | In Price Book | 4.7 EASYCAN & EASY PFC
BLRCS125A150B44 | CAPACITOR CAN SDY 12.5/15KVAR 440V | 4874100 | 4431000 | #REF! | Thinh | In Price Book | 4.7 EASYCAN & EASY PFC
BLRCS125A150B48 | CAPACITOR CAN SDY 12.5/15KVAR 480V | 4110700 | 3737000 | #REF! | Thinh | In Price Book | 4.7 EASYCAN & EASY PFC
BLRCS125A150B52 | CAPACITOR CAN SDY 12.5/15KVAR 525V | 4151400 | 3774000 | #REF! | Thinh | In Price Book | 4.7 EASYCAN & EASY PFC
BLRCS143A172B44 | CAPACITOR CAN SDY 14.3/17.2KVAR 440V | 4956600 | 4506000 | #REF! | Thinh | In Price Book | 4.7 EASYCAN & EASY PFC
BLRCS150A180B40 | CAPACITOR CAN SDY 15/18KVAR 400V | 5187600 | 4716000 | #REF! | Thinh | In Price Book | 4.7 EASYCAN & EASY PFC
BLRCS150A180B44 | CAPACITOR CAN SDY 15/18KVAR 440V | 3661900 | 3329000 | #REF! | Thinh | In Price Book | 4.7 EASYCAN & EASY PFC
BLRCS154A185B52 | CAPACITOR CAN SDY 15.4/18.5KVAR 525V | 4149200 | 3772000 | #REF! | Thinh | In Price Book | 4.7 EASYCAN & EASY PFC
BLRCS155A186B48 | CAPACITOR CAN SDY 15.5/18.6KVAR 480V | 3942400 | 3584000 | #REF! | Thinh | In Price Book | 4.7 EASYCAN & EASY PFC
BLRCS167A200B40 | CAPACITOR CAN SDY 16.7/20KVAR 400V | 6106100 | 5551000 | #REF! | Thinh | In Price Book | 4.7 EASYCAN & EASY PFC
BLRCS169A203B44 | CAPACITOR CAN SDY 16.9/20.3KVAR 440V | 5667200 | 5152000 | #REF! | Thinh | In Price Book | 4.7 EASYCAN & EASY PFC
BLRCS170A204B48 | CAPACITOR CAN SDY 17/20.4KVAR 480V | 3929200 | 3572000 | #REF! | Thinh | In Price Book | 4.7 EASYCAN & EASY PFC
BLRCS182A218B44 | CAPACITOR CAN SDY 18.2/21.8KVAR 440V | 5463700 | 4967000 | #REF! | Thinh | In Price Book | 4.7 EASYCAN & EASY PFC
BLRCS186A223B48 | CAPACITOR CAN SDY 18.6/22.3 KVAR 480V | 4780600 | 4346000 | #REF! | Thinh | In Price Book | 4.7 EASYCAN & EASY PFC
BLRCS200A240B40 | CAPACITOR CAN SDY 20/24KVAR 400V | 5761800 | 5238000 | #REF! | Thinh | In Price Book | 4.7 EASYCAN & EASY PFC
BLRCS200A240B44 | CAPACITOR CAN SDY 20/24KVAR 440V | 4437400 | 4034000 | #REF! | Thinh | In Price Book | 4.7 EASYCAN & EASY PFC
BLRCS200A240B52 | CAPACITOR CAN SDY 20/24KVAR 525V | 4808100 | 4371000 | #REF! | Thinh | In Price Book | 4.7 EASYCAN & EASY PFC
BLRCS208A250B40 | CAPACITOR CAN SDY 20.8/25KVAR 400V | 6732000 | 6120000 | #REF! | Thinh | In Price Book | 4.7 EASYCAN & EASY PFC
BLRCS208A250B48 | CAPACITOR CAN SDY 20.8/25KVAR 480V | 4760800 | 4328000 | #REF! | Thinh | In Price Book | 4.7 EASYCAN & EASY PFC
BLRCS222A266B40 | Capacitor Can SDY 22.2/26.6 kvar 400V | 6997100 | 6361000 | #REF! | Thinh | In Price Book | 4.7 EASYCAN & EASY PFC
BLRCS250A300B40 | CAPACITOR CAN SDY 25/30KVAR 400V | 7086200 | 6442000 | #REF! | Thinh | In Price Book | 4.7 EASYCAN & EASY PFC
BLRCS250A300B44 | CAPACITOR CAN SDY 25/30KVAR 440V | 4778400 | 4344000 | #REF! | Thinh | In Price Book | 4.7 EASYCAN & EASY PFC
BLRCS250A300B52 | CAPACITOR CAN SDY 25/30KVAR 525V | 5221700 | 4747000 | #REF! | Thinh | In Price Book | 4.7 EASYCAN & EASY PFC
BLRCS258A310B48 | CAPACITOR CAN SDY 25.8/31KVAR 480V | 5634200 | 5122000 | #REF! | Thinh | In Price Book | 4.7 EASYCAN & EASY PFC
BLRCS277A332B40 | Capacitor Can SDY 27.7/33.2 kvar 400V | 11429000 | 10390000 | #REF! | Thinh | In Price Book | 4.7 EASYCAN & EASY PFC
BLRCS285A342B44 | CAPACITOR CAN SDY 28.5/34.2KVAR 440V | 6969600 | 6336000 | #REF! | Thinh | In Price Book | 4.7 EASYCAN & EASY PFC
BLRCS288A346B48 | CAPACITOR CAN SDY 28.8/34.6KVAR 480V | 10485200 | 9532000 | #REF! | Thinh | In Price Book | 4.7 EASYCAN & EASY PFC
BLRCS303A364B44 | CAPACITOR CAN SDY 30.3/36.4KVAR 440V | 5569300 | 5063000 | #REF! | Thinh | In Price Book | 4.7 EASYCAN & EASY PFC
BLRCS315A378B48 | CAPACITOR CAN SDY 31.5/37.8KVAR 480V | 9695400 | 8814000 | #REF! | Thinh | In Price Book | 4.7 EASYCAN & EASY PFC
BLRCS339A407B48 | CAPACITOR CAN SDY 33.9/40.7KVAR 480V | 10446700 | 9497000 | #REF! | Thinh | In Price Book | 4.7 EASYCAN & EASY PFC
BLRCSK315A378B48 | Easycan 3Ph 31.5/37.8 kvar 480V 50Hz | 13195600 | 11996000 | #REF! | Thinh | In Price Book | 4.7 EASYCAN & EASY PFC
BLRCSK339A407B48 | Easycan 3Ph 33.9/40.7 kvar 480V 50Hz | 14693800 | 13358000 | #REF! | Thinh | In Price Book | 4.7 EASYCAN & EASY PFC
BLRCSM008A010B40 | EasyCan 1P 0.8kvar/0.96kvar 400V | 3540900 | 3219000 | #REF! | Thinh | In Price Book | 4.7 EASYCAN & EASY PFC
BLRCSM015A018B40 | EasyCan 1P 1.5kvar/1.8kvar 400V | 2708200 | 2462000 | #REF! | Thinh | In Price Book | 4.7 EASYCAN & EASY PFC
BLRCSM025A030B40 | EasyCan 1P 2.5kvar/3kvar 400V | 2791800 | 2538000 | #REF! | Thinh | In Price Book | 4.7 EASYCAN & EASY PFC
BLRCSM030A036B40 | EasyCan 1P 3kvar/3.6kvar 400V | 2841300 | 2583000 | #REF! | Thinh | In Price Book | 4.7 EASYCAN & EASY PFC
BLRCSM042A050B40 | EasyCan 1P 4.2kvar/5.04kvar 400V | 3019500 | 2745000 | #REF! | Thinh | In Price Book | 4.7 EASYCAN & EASY PFC
BLRCSM045A054B40 | EasyCan 1P 4.5kvar/5.4kvar 400V | 3040400 | 2764000 | #REF! | Thinh | In Price Book | 4.7 EASYCAN & EASY PFC
BLRCSM076A091B40 | EasyCan 1P 7.6kvar/9.12kvar 400V | 5415300 | 4923000 | #REF! | Thinh | In Price Book | 4.7 EASYCAN & EASY PFC
BLRCSM083A100B40 | EasyCan 1P 8.3kvar/9.96kvar 400V | 6573600 | 5976000 | #REF! | Thinh | In Price Book | 4.7 EASYCAN & EASY PFC
BLRCSM151A181B40 | EasyCan 1P 15.1kvar/18.12kvar 400V | 6876100 | 6251000 | #REF! | Thinh | In Price Book | 4.7 EASYCAN & EASY PFC
BLRCSM181A217B30 | EasyCan 1P 18.1kvar/21.72kvar 300V | 10895500 | 9905000 | #REF! | Thinh | In Price Book | 4.7 EASYCAN & EASY PFC
BLRCSM196A235B30 | EasyCan 1P 19.6kvar/23.52kvar 300V | 11146300 | 10133000 | #REF! | Thinh | In Price Book | 4.7 EASYCAN & EASY PFC
BLRCSM215A258B40 | EasyCan 1P 21.5kvar/25.8kvar 400V | 13131800 | 11938000 | #REF! | Thinh | In Price Book | 4.7 EASYCAN & EASY PFC
BLRCSM225A270B40 | EasyCan 1P 22.5kvar/27kvar 400V | 10034200 | 9122000 | #REF! | Thinh | In Price Book | 4.7 EASYCAN & EASY PFC
BLRCSM233A280B40 | EasyCan 1P 23.3kvar/27.96kvar 400V | 13236300 | 12033000 | #REF! | Thinh | In Price Book | 4.7 EASYCAN & EASY PFC
BLRCSM258A310B40 | EasyCan 1P 25.8kvar/30.96kvar 400V | 13523400 | 12294000 | #REF! | Thinh | In Price Book | 4.7 EASYCAN & EASY PFC
BLRCSM280A336B40 | EasyCan 1P 28kvar/33.6kvar 400V | 13786300 | 12533000 | #REF! | Thinh | In Price Book | 4.7 EASYCAN & EASY PFC
BLRCSM302A362B40 | EasyCan 1P 30.2kvar/36.24kvar 400V | 13198900 | 11999000 | #REF! | Thinh | In Price Book | 4.7 EASYCAN & EASY PFC
BLRCSMK215A258B40 | Easycan 1Ph 21.5/25.8 kvar 400V 50Hz | 13137300 | 11943000 | #REF! | Thinh | In Price Book | 4.7 EASYCAN & EASY PFC
BLRCSMK233A280B40 | Easycan 1Ph 23.3/28.0 kvar 400V 50Hz | 13236300 | 12033000 | #REF! | Thinh | In Price Book | 4.7 EASYCAN & EASY PFC
BLRCSMK258A310B40 | Easycan 1Ph 25.8/31.0 kvar 400V 50Hz | 13527800 | 12298000 | #REF! | Thinh | In Price Book | 4.7 EASYCAN & EASY PFC
BLRCSMK280A336B40 | Easycan 1Ph 28.0/33.6 kvar 400V 50Hz | 13790700 | 12537000 | #REF! | Thinh | In Price Book | 4.7 EASYCAN & EASY PFC
EBX210 | COMX210 ENTHERNET DATA LOGGER | 58729000 | 53390000 | #REF! | Thinh | In Price Book | 4.1 PM5000, PM8000, BCPM, GATEWAY
EBX510 | COMX510 ENERGY SERVER | 75455600 | 68596000 | #REF! | Thinh | In Price Book | 4.1 PM5000, PM8000, BCPM, GATEWAY
EGX150 | Ethernet Gateway Link150 | 31749300 | 28863000 | #REF! | Thinh | In Price Book | 4.1 PM5000, PM8000, BCPM, GATEWAY
LV434020 | PowerTag Energy M250 3P | 26438500 | 24035000 | #REF! | Thinh | In Price Book | 4.13 POWERTAG, A/V/iEM METER, CT, VARPLUSCAN/PFC, REACTOR
LV434021 | PowerTag Energy M250 3P+N | 32865800 | 29878000 | #REF! | Thinh | In Price Book | 4.13 POWERTAG, A/V/iEM METER, CT, VARPLUSCAN/PFC, REACTOR
LV434022 | PowerTag Energy M630 3P | 67497100 | 61361000 | #REF! | Thinh | In Price Book | 4.13 POWERTAG, A/V/iEM METER, CT, VARPLUSCAN/PFC, REACTOR
LV434023 | PowerTag Energy M630 3P+N | 70006200 | 63642000 | #REF! | Thinh | In Price Book | 4.13 POWERTAG, A/V/iEM METER, CT, VARPLUSCAN/PFC, REACTOR
LVR05065A40T | DETUNED REACTOR 400V 50HZ 6,5KVAR 210HZ | 27821200 | 25292000 | #REF! | Thinh | In Price Book | 4.13 POWERTAG, A/V/iEM METER, CT, VARPLUSCAN/PFC, REACTOR
LVR05125A40T | DETUNED REACTOR 400V 50HZ 12,5KVAR 210HZ | 15488000 | 14080000 | #REF! | Thinh | In Price Book | 4.13 POWERTAG, A/V/iEM METER, CT, VARPLUSCAN/PFC, REACTOR
LVR05250A40T | DETUNED REACTOR 400V 50HZ 25KVAR 210HZ | 18130200 | 16482000 | #REF! | Thinh | In Price Book | 4.13 POWERTAG, A/V/iEM METER, CT, VARPLUSCAN/PFC, REACTOR
LVR05500A40T | DETUNED REACTOR 400V 50HZ 50KVAR 210HZ | 22678700 | 20617000 | #REF! | Thinh | In Price Book | 4.13 POWERTAG, A/V/iEM METER, CT, VARPLUSCAN/PFC, REACTOR
LVR05500B48T | DETUNED REACTOR 480V 60HZ 50 KVAR 210HZ | 33944900 | 30859000 | #REF! | Thinh | In Price Book | 4.13 POWERTAG, A/V/iEM METER, CT, VARPLUSCAN/PFC, REACTOR
LVR05X00A40T | DETUNED REACTOR 400V 50HZ 100KVAR 210HZ | 37119500 | 33745000 | #REF! | Thinh | In Price Book | 4.13 POWERTAG, A/V/iEM METER, CT, VARPLUSCAN/PFC, REACTOR
LVR07065A40T | DETUNED REACTOR 400V 50HZ 6,5KVAR 190HZ | 24691700 | 22447000 | #REF! | Thinh | In Price Book | 4.13 POWERTAG, A/V/iEM METER, CT, VARPLUSCAN/PFC, REACTOR
LVR07125A38CU | DetunedReactor CU 12.5kVAr 380V 7%50Hz | 20422600 | 18566000 | #REF! | Thinh | In Price Book | 4.13 POWERTAG, A/V/iEM METER, CT, VARPLUSCAN/PFC, REACTOR
LVR07125A40T | DETUNED REACTOR 400V 50HZ 12,5KVAR 190HZ | 14212000 | 12920000 | #REF! | Thinh | In Price Book | 4.13 POWERTAG, A/V/iEM METER, CT, VARPLUSCAN/PFC, REACTOR
LVR07250A38CU | DetunedReactor CU 25kVAr 380V 7%50Hz | 26584800 | 24168000 | #REF! | Thinh | In Price Book | 4.13 POWERTAG, A/V/iEM METER, CT, VARPLUSCAN/PFC, REACTOR
LVR07250A40T | DETUNED REACTOR 400V 50HZ 25KVAR 190HZ | 15061200 | 13692000 | #REF! | Thinh | In Price Book | 4.13 POWERTAG, A/V/iEM METER, CT, VARPLUSCAN/PFC, REACTOR
LVR07500A38CU | DetunedReactor CU 50kVAr 380V 7%50Hz | 42182800 | 38348000 | #REF! | Thinh | In Price Book | 4.13 POWERTAG, A/V/iEM METER, CT, VARPLUSCAN/PFC, REACTOR
LVR07500A40T | DETUNED REACTOR 400V 50HZ 50KVAR 190HZ | 19041000 | 17310000 | #REF! | Thinh | In Price Book | 4.13 POWERTAG, A/V/iEM METER, CT, VARPLUSCAN/PFC, REACTOR
LVR07X00A38CU | DetunedReactor CU 100kVAr 380V 7%50Hz | 69498000 | 63180000 | #REF! | Thinh | In Price Book | 4.13 POWERTAG, A/V/iEM METER, CT, VARPLUSCAN/PFC, REACTOR
LVR07X00A40T | DETUNED REACTOR 400V 50HZ 100KVAR 190HZ | 30286300 | 27533000 | #REF! | Thinh | In Price Book | 4.13 POWERTAG, A/V/iEM METER, CT, VARPLUSCAN/PFC, REACTOR
LVR14065A40T | DETUNED REACTOR 400V 50HZ 6,5KVAR 135HZ | 18703300 | 17003000 | #REF! | Thinh | In Price Book | 4.13 POWERTAG, A/V/iEM METER, CT, VARPLUSCAN/PFC, REACTOR
LVR14125A38CU | DetunedReactor CU 12.5kVAr 380V 14%50Hz | 32176100 | 29251000 | #REF! | Thinh | In Price Book | 4.13 POWERTAG, A/V/iEM METER, CT, VARPLUSCAN/PFC, REACTOR
LVR14125A40T | DETUNED REACTOR 400V 50HZ 12,5KVAR 135HZ | 15270200 | 13882000 | #REF! | Thinh | In Price Book | 4.13 POWERTAG, A/V/iEM METER, CT, VARPLUSCAN/PFC, REACTOR
LVR14250A38CU | DetunedReactor CU 25kVAr 380V 14%50Hz | 47037100 | 42761000 | #REF! | Thinh | In Price Book | 4.13 POWERTAG, A/V/iEM METER, CT, VARPLUSCAN/PFC, REACTOR
LVR14250A40T | DETUNED REACTOR 400V 50HZ 25KVAR 135HZ | 21527000 | 19570000 | #REF! | Thinh | In Price Book | 4.13 POWERTAG, A/V/iEM METER, CT, VARPLUSCAN/PFC, REACTOR
LVR14500A38CU | DetunedReactor CU 50kVAr 380V 14%50Hz | 66158400 | 60144000 | #REF! | Thinh | In Price Book | 4.13 POWERTAG, A/V/iEM METER, CT, VARPLUSCAN/PFC, REACTOR
LVR14500A40T | DETUNED REACTOR 400V 50HZ 50KVAR 135HZ | 29748400 | 27044000 | #REF! | Thinh | In Price Book | 4.13 POWERTAG, A/V/iEM METER, CT, VARPLUSCAN/PFC, REACTOR
LVR14X00A38CU | DetunedReactor CU 100kVAr 380V 14%50Hz | 120272900 | 109339000 | #REF! | Thinh | In Price Book | 4.13 POWERTAG, A/V/iEM METER, CT, VARPLUSCAN/PFC, REACTOR
LVR14X00A40T | DETUNED REACTOR 400V 50HZ 100KVAR 135HZ | 40065300 | 36423000 | #REF! | Thinh | In Price Book | 4.13 POWERTAG, A/V/iEM METER, CT, VARPLUSCAN/PFC, REACTOR
METSECT5CC004 | CT tropi. DIN 40 5 cables d. 21 | 1032900 | 939000 | #REF! | Thinh | In Price Book | 4.13 POWERTAG, A/V/iEM METER, CT, VARPLUSCAN/PFC, REACTOR
METSECT5CC005 | CT tropi. DIN 50 5 cables d. 21 | 1093400 | 994000 | #REF! | Thinh | In Price Book | 4.13 POWERTAG, A/V/iEM METER, CT, VARPLUSCAN/PFC, REACTOR
METSECT5CC006 | CT tropi. DIN 60 5 cables d. 21 | 1071400 | 974000 | #REF! | Thinh | In Price Book | 4.13 POWERTAG, A/V/iEM METER, CT, VARPLUSCAN/PFC, REACTOR
METSECT5CC008 | CT tropi. DIN 75 5 cables d. 21 | 1071400 | 974000 | #REF! | Thinh | In Price Book | 4.13 POWERTAG, A/V/iEM METER, CT, VARPLUSCAN/PFC, REACTOR
METSECT5CC010 | CT tropi. DIN 100 5 cables d. 21 | 904200 | 822000 | #REF! | Thinh | In Price Book | 4.13 POWERTAG, A/V/iEM METER, CT, VARPLUSCAN/PFC, REACTOR
METSECT5CC013 | CT tropi. DIN 125 5 cables d. 21 | 1137400 | 1034000 | #REF! | Thinh | In Price Book | 4.13 POWERTAG, A/V/iEM METER, CT, VARPLUSCAN/PFC, REACTOR
METSECT5CC015 | CT tropi. DIN 150 5 cables d. 21 | 1137400 | 1034000 | #REF! | Thinh | In Price Book | 4.13 POWERTAG, A/V/iEM METER, CT, VARPLUSCAN/PFC, REACTOR
METSECT5CC020 | CT tropi. DIN 200 5 cables d. 21 | 1204500 | 1095000 | #REF! | Thinh | In Price Book | 4.13 POWERTAG, A/V/iEM METER, CT, VARPLUSCAN/PFC, REACTOR
METSECT5CC025 | CT tropi. DIN 250 5 cables d. 21 | 1221000 | 1110000 | #REF! | Thinh | In Price Book | 4.13 POWERTAG, A/V/iEM METER, CT, VARPLUSCAN/PFC, REACTOR
METSECT5DA040 | CT tropi. 400 5 dual out. bars 32x65 | 2508000 | 2280000 | #REF! | Thinh | In Price Book | 4.13 POWERTAG, A/V/iEM METER, CT, VARPLUSCAN/PFC, REACTOR
METSECT5DA050 | CT tropi. 500 5 dual out. bars 32x65 | 2508000 | 2280000 | #REF! | Thinh | In Price Book | 4.13 POWERTAG, A/V/iEM METER, CT, VARPLUSCAN/PFC, REACTOR
METSECT5DA060 | CT tropi. 600 5 dual out. bars 32x65 | 2561900 | 2329000 | #REF! | Thinh | In Price Book | 4.13 POWERTAG, A/V/iEM METER, CT, VARPLUSCAN/PFC, REACTOR
METSECT5DA080 | CT tropi. 800 5 dual out. bars 32x65 | 2673000 | 2430000 | #REF! | Thinh | In Price Book | 4.13 POWERTAG, A/V/iEM METER, CT, VARPLUSCAN/PFC, REACTOR
METSECT5DA100 | CT tropi. 1000 5 dual out. bars 32x65 | 2673000 | 2430000 | #REF! | Thinh | In Price Book | 4.13 POWERTAG, A/V/iEM METER, CT, VARPLUSCAN/PFC, REACTOR
METSECT5DA125 | CT tropi. 1250 5 dual out. bars 32x65 | 2842400 | 2584000 | #REF! | Thinh | In Price Book | 4.13 POWERTAG, A/V/iEM METER, CT, VARPLUSCAN/PFC, REACTOR
METSECT5DA150 | CT tropi. 1500 5 dual out. bars 32x65 | 3007400 | 2734000 | #REF! | Thinh | In Price Book | 4.13 POWERTAG, A/V/iEM METER, CT, VARPLUSCAN/PFC, REACTOR
METSECT5DB100 | CT tropi. 1000 5 dual out. bars 38x127 | 3868700 | 3517000 | #REF! | Thinh | In Price Book | 4.13 POWERTAG, A/V/iEM METER, CT, VARPLUSCAN/PFC, REACTOR
METSECT5DB125 | CT tropi. 1250 5 dual out. bars 38x127 | 4074400 | 3704000 | #REF! | Thinh | In Price Book | 4.13 POWERTAG, A/V/iEM METER, CT, VARPLUSCAN/PFC, REACTOR
METSECT5DB150 | CT tropi. 1500 5 dual out. bars 38x127 | 4340600 | 3946000 | #REF! | Thinh | In Price Book | 4.13 POWERTAG, A/V/iEM METER, CT, VARPLUSCAN/PFC, REACTOR
METSECT5DB200 | CT tropi. 2000 5 dual out. bars 38x127 | 5010500 | 4555000 | #REF! | Thinh | In Price Book | 4.13 POWERTAG, A/V/iEM METER, CT, VARPLUSCAN/PFC, REACTOR
METSECT5DB250 | CT tropi. 2500 5 dual out. bars 38x127 | 5676000 | 5160000 | #REF! | Thinh | In Price Book | 4.13 POWERTAG, A/V/iEM METER, CT, VARPLUSCAN/PFC, REACTOR
METSECT5DB300 | CT tropi. 3000 5 dual out. bars 38x127 | 6344800 | 5768000 | #REF! | Thinh | In Price Book | 4.13 POWERTAG, A/V/iEM METER, CT, VARPLUSCAN/PFC, REACTOR
METSECT5DC200 | CT tropi. 2000 5 dual out. bars 52x127 | 5010500 | 4555000 | #REF! | Thinh | In Price Book | 4.13 POWERTAG, A/V/iEM METER, CT, VARPLUSCAN/PFC, REACTOR
METSECT5DC250 | CT tropi. 2500 5 dual out. bars 52x127 | 5676000 | 5160000 | #REF! | Thinh | In Price Book | 4.13 POWERTAG, A/V/iEM METER, CT, VARPLUSCAN/PFC, REACTOR
METSECT5DC300 | CT tropi. 3000 5 dual out. bars 52x127 | 6010400 | 5464000 | #REF! | Thinh | In Price Book | 4.13 POWERTAG, A/V/iEM METER, CT, VARPLUSCAN/PFC, REACTOR
METSECT5DC400 | CT tropi. 4000 5 dual out. bars 52x127 | 6678100 | 6071000 | #REF! | Thinh | In Price Book | 4.13 POWERTAG, A/V/iEM METER, CT, VARPLUSCAN/PFC, REACTOR
METSECT5DD100 | CT tropi. 1000 5 dual out. bars 34x84 | 3173500 | 2885000 | #REF! | Thinh | In Price Book | 4.13 POWERTAG, A/V/iEM METER, CT, VARPLUSCAN/PFC, REACTOR
METSECT5DD150 | CT tropi. 1500 5 dual out. bars 34x84 | 3571700 | 3247000 | #REF! | Thinh | In Price Book | 4.13 POWERTAG, A/V/iEM METER, CT, VARPLUSCAN/PFC, REACTOR
METSECT5DE100 | CT tropi. 1000 5 dual out. bars 54x102 | 4677200 | 4252000 | #REF! | Thinh | In Price Book | 4.13 POWERTAG, A/V/iEM METER, CT, VARPLUSCAN/PFC, REACTOR
METSECT5DE125 | CT tropi. 1250 5 dual out. bars 54x102 | 5010500 | 4555000 | #REF! | Thinh | In Price Book | 4.13 POWERTAG, A/V/iEM METER, CT, VARPLUSCAN/PFC, REACTOR
METSECT5DE150 | CT tropi. 1500 5 dual out. bars 54x102 | 5343800 | 4858000 | #REF! | Thinh | In Price Book | 4.13 POWERTAG, A/V/iEM METER, CT, VARPLUSCAN/PFC, REACTOR
METSECT5DE200 | CT tropi. 2000 5 dual out. bars 54x102 | 5676000 | 5160000 | #REF! | Thinh | In Price Book | 4.13 POWERTAG, A/V/iEM METER, CT, VARPLUSCAN/PFC, REACTOR
METSECT5DH200 | CT tropi. 2000 5 dual out. bars 38x102 | 5010500 | 4555000 | #REF! | Thinh | In Price Book | 4.13 POWERTAG, A/V/iEM METER, CT, VARPLUSCAN/PFC, REACTOR
METSECT5MA015 | CT TROPI. DIN 150 5 MIX D. 27 BARS MULT. | 1193500 | 1085000 | #REF! | Thinh | In Price Book | 4.13 POWERTAG, A/V/iEM METER, CT, VARPLUSCAN/PFC, REACTOR
METSECT5MA020 | CT TROPI. DIN 200 5 MIX D. 27 BARS MULT. | 1204500 | 1095000 | #REF! | Thinh | In Price Book | 4.13 POWERTAG, A/V/iEM METER, CT, VARPLUSCAN/PFC, REACTOR
METSECT5MA025 | CT TROPI. DIN 250 5 MIX D. 27 BARS MULT. | 1334300 | 1213000 | #REF! | Thinh | In Price Book | 4.13 POWERTAG, A/V/iEM METER, CT, VARPLUSCAN/PFC, REACTOR
METSECT5MA030 | CT TROPI. DIN 300 5 MIX D. 27 BARS MULT. | 1337600 | 1216000 | #REF! | Thinh | In Price Book | 4.13 POWERTAG, A/V/iEM METER, CT, VARPLUSCAN/PFC, REACTOR
METSECT5MA040 | CT TROPI. DIN 400 5 MIX D. 27 BARS MULT. | 1406900 | 1279000 | #REF! | Thinh | In Price Book | 4.13 POWERTAG, A/V/iEM METER, CT, VARPLUSCAN/PFC, REACTOR
METSECT5MB025 | CT tropi. DIN 250 5 mix d. 26 bars mult. | 1401400 | 1274000 | #REF! | Thinh | In Price Book | 4.13 POWERTAG, A/V/iEM METER, CT, VARPLUSCAN/PFC, REACTOR
METSECT5MB030 | CT tropi. DIN 300 5 mix d. 26 bars mult. | 1507000 | 1370000 | #REF! | Thinh | In Price Book | 4.13 POWERTAG, A/V/iEM METER, CT, VARPLUSCAN/PFC, REACTOR
METSECT5MB040 | CT tropi. DIN 400 5 mix d. 26 bars mult. | 1674200 | 1522000 | #REF! | Thinh | In Price Book | 4.13 POWERTAG, A/V/iEM METER, CT, VARPLUSCAN/PFC, REACTOR
METSECT5MC025 | CT tropi. DIN 250 5 bars mult. | 1756700 | 1597000 | #REF! | Thinh | In Price Book | 4.13 POWERTAG, A/V/iEM METER, CT, VARPLUSCAN/PFC, REACTOR
METSECT5MC030 | CT tropi. DIN 300 5 bars mult. | 1827100 | 1661000 | #REF! | Thinh | In Price Book | 4.13 POWERTAG, A/V/iEM METER, CT, VARPLUSCAN/PFC, REACTOR
METSECT5MC040 | CT tropi. DIN 400 5 bars mult. | 1895300 | 1723000 | #REF! | Thinh | In Price Book | 4.13 POWERTAG, A/V/iEM METER, CT, VARPLUSCAN/PFC, REACTOR
METSECT5MC050 | CT tropi. DIN 500 5 bars mult. | 1965700 | 1787000 | #REF! | Thinh | In Price Book | 4.13 POWERTAG, A/V/iEM METER, CT, VARPLUSCAN/PFC, REACTOR
METSECT5MC060 | CT tropi. DIN 600 5 bars mult. | 1960200 | 1782000 | #REF! | Thinh | In Price Book | 4.13 POWERTAG, A/V/iEM METER, CT, VARPLUSCAN/PFC, REACTOR
METSECT5MC080 | CT tropi. DIN 800 5 bars mult. | 2006400 | 1824000 | #REF! | Thinh | In Price Book | 4.13 POWERTAG, A/V/iEM METER, CT, VARPLUSCAN/PFC, REACTOR
METSECT5MD050 | CT tropi. DIN 500 5 mix d. 40 bars mult. | 1789700 | 1627000 | #REF! | Thinh | In Price Book | 4.13 POWERTAG, A/V/iEM METER, CT, VARPLUSCAN/PFC, REACTOR
METSECT5MD060 | CT tropi. DIN 600 5 mix d. 40 bars mult. | 2006400 | 1824000 | #REF! | Thinh | In Price Book | 4.13 POWERTAG, A/V/iEM METER, CT, VARPLUSCAN/PFC, REACTOR
METSECT5MD080 | CT tropi. DIN 800 5 mix d. 40 bars mult | 2508000 | 2280000 | #REF! | Thinh | In Price Book | 4.13 POWERTAG, A/V/iEM METER, CT, VARPLUSCAN/PFC, REACTOR
METSECT5ME015 | CT tropi. DIN 150 5 mix d. 22 bars 10x30 | 1588400 | 1444000 | #REF! | Thinh | In Price Book | 4.13 POWERTAG, A/V/iEM METER, CT, VARPLUSCAN/PFC, REACTOR
METSECT5MF040 | CT tropi. DIN 400 5 mix d. 35 bars 10x40 | 1967900 | 1789000 | #REF! | Thinh | In Price Book | 4.13 POWERTAG, A/V/iEM METER, CT, VARPLUSCAN/PFC, REACTOR
METSECT5VF060 | CT tropi. 600 5 bars 11x64 or 31x51 | 2336400 | 2124000 | #REF! | Thinh | In Price Book | 4.13 POWERTAG, A/V/iEM METER, CT, VARPLUSCAN/PFC, REACTOR
METSECT5VV500 | CT tropi. 5000 5 bars 55x165 | 39818900 | 36199000 | #REF! | Thinh | In Price Book | 4.13 POWERTAG, A/V/iEM METER, CT, VARPLUSCAN/PFC, REACTOR
METSECT5VV600 | CT tropi. 6000 5 bars 55x165 | 37083200 | 33712000 | #REF! | Thinh | In Price Book | 4.13 POWERTAG, A/V/iEM METER, CT, VARPLUSCAN/PFC, REACTOR
METSEDM1110 | METSEDM1110 EasyLogic Amps 1-ph CL 0.5 | 1102200 | 1002000 | #REF! | Thinh | In Price Book | 2.1 DM1000, DM3000, DM6000, PM1000, PM2000
METSEDM1210 | METSEDM1210 EasyLogic Volts 1-ph CL 0.5 | 1016400 | 924000 | #REF! | Thinh | In Price Book | 2.1 DM1000, DM3000, DM6000, PM1000, PM2000
METSEDM1310 | METSEDM1310 EasyLogic Freq 1-ph CL 0.2 | 1538900 | 1399000 | #REF! | Thinh | In Price Book | 2.1 DM1000, DM3000, DM6000, PM1000, PM2000
METSEDM3110 | METSEDM3110 EasyLogic Amps 3-ph CL 0.5 | 1314500 | 1195000 | #REF! | Thinh | In Price Book | 2.1 DM1000, DM3000, DM6000, PM1000, PM2000
METSEDM3210 | METSEDM3210 EasyLogic Volts 3-ph CL 0.5 | 1148400 | 1044000 | #REF! | Thinh | In Price Book | 2.1 DM1000, DM3000, DM6000, PM1000, PM2000
METSEDM6000HCL10NC | EASYLOGIC DM6000H digital panel meters | 2792900 | 2539000 | #REF! | Thinh | In Price Book | 2.1 DM1000, DM3000, DM6000, PM1000, PM2000
METSEDM6200HCL10RS | EASYLOGIC DM6200H digital panel meters | 3213100 | 2921000 | #REF! | Thinh | In Price Book | 2.1 DM1000, DM3000, DM6000, PM1000, PM2000
METSEPM1120HCL10RS | EasyLogic PM1120H Cl 1 RS485 MF Meter | 3634400 | 3304000 | #REF! | Thinh | In Price Book | 2.1 DM1000, DM3000, DM6000, PM1000, PM2000
METSEPM1130HCL05RS | EasyLogic PM1130H Cl 05 RS485 Dual MFM | 4522100 | 4111000 | #REF! | Thinh | In Price Book | 2.1 DM1000, DM3000, DM6000, PM1000, PM2000
METSEPM2110 | EasyLogic VAF P & E meter THD POP CL 1 | 6440500 | 5855000 | #REF! | Thinh | In Price Book | 2.1 DM1000, DM3000, DM6000, PM1000, PM2000
METSEPM2120 | EasyLogic VAF P & E RS485 15thHar CL 1 | 7239100 | 6581000 | #REF! | Thinh | In Price Book | 2.1 DM1000, DM3000, DM6000, PM1000, PM2000
METSEPM2130 | EasyLogic VAF P&E RS485 31stHar CL 0.5S | 8356700 | 7597000 | #REF! | Thinh | In Price Book | 2.1 DM1000, DM3000, DM6000, PM1000, PM2000
METSEPM2210 | EasyLogic VAF P & E meter THD POP CL 1 | 7627400 | 6934000 | #REF! | Thinh | In Price Book | 2.1 DM1000, DM3000, DM6000, PM1000, PM2000
METSEPM2220 | EasyLogic VAF P & E RS485 15thHar CL 1 | 9163000 | 8330000 | #REF! | Thinh | In Price Book | 2.1 DM1000, DM3000, DM6000, PM1000, PM2000
METSEPM2230 | EasyLogic VAF P&E RS485 31stHar CL 0.5S | 10586400 | 9624000 | #REF! | Thinh | In Price Book | 2.1 DM1000, DM3000, DM6000, PM1000, PM2000
METSEPM2K2DI2RO | Easylogic PM2x30 2DI2RO Module 2-IO | 3306600 | 3006000 | #REF! | Thinh | In Price Book | 2.1 DM1000, DM3000, DM6000, PM1000, PM2000
METSEPM2KANLGIO11 | Easylogic PM2x30 Analog IO Module 1-IO | 3049200 | 2772000 | #REF! | Thinh | In Price Book | 2.1 DM1000, DM3000, DM6000, PM1000, PM2000
METSEPM2KANLGIO22 | Easylogic PM2x30 Analog IO Module 2-IO | 3059100 | 2781000 | #REF! | Thinh | In Price Book | 2.1 DM1000, DM3000, DM6000, PM1000, PM2000
METSEPM2KDGTLIO22 | Easylogic PM2x30 Digital IO Module 2-IO | 2594900 | 2359000 | #REF! | Thinh | In Price Book | 2.1 DM1000, DM3000, DM6000, PM1000, PM2000
METSEPM3200 | Din rail Power meter | 9810900 | 8919000 | #REF! | Thinh | In Price Book | 4.13 POWERTAG, A/V/iEM METER, CT, VARPLUSCAN/PFC, REACTOR
METSEPM3210 | Din rail Power meter pulse | 9814200 | 8922000 | #REF! | Thinh | In Price Book | 4.13 POWERTAG, A/V/iEM METER, CT, VARPLUSCAN/PFC, REACTOR
METSEPM3250 | Din rail Power meter Modbus | 10505000 | 9550000 | #REF! | Thinh | In Price Book | 4.13 POWERTAG, A/V/iEM METER, CT, VARPLUSCAN/PFC, REACTOR
METSEPM3255 | Din rail Power meter Modbus with memory | 10748100 | 9771000 | #REF! | Thinh | In Price Book | 4.13 POWERTAG, A/V/iEM METER, CT, VARPLUSCAN/PFC, REACTOR
METSEPM5100 | PM5100 POWER METER 15th HAR THD CL0.5 1D | 12985500 | 11805000 | #REF! | Thinh | In Price Book | 4.1 PM5000, PM8000, BCPM, GATEWAY
METSEPM5110 | PM5110 POWER METER 15th H THD CL0.5 1DO | 13780800 | 12528000 | #REF! | Thinh | In Price Book | 4.1 PM5000, PM8000, BCPM, GATEWAY
METSEPM5111 | PM5111 POWER METER 15th CL0.5 1DO RS MID | 15573800 | 14158000 | #REF! | Thinh | In Price Book | 4.1 PM5000, PM8000, BCPM, GATEWAY
METSEPM5310 | PM5310 POWER METER 31st H CL0.5 4T 2-IO | 14459500 | 13145000 | #REF! | Thinh | In Price Book | 4.1 PM5000, PM8000, BCPM, GATEWAY
METSEPM5320 | PM5320 POWER METER 31st H 4T CL0.5 2-IO | 17369000 | 15790000 | #REF! | Thinh | In Price Book | 4.1 PM5000, PM8000, BCPM, GATEWAY
METSEPM5330 | PM5330 POWER METER 31st H CL0.5 4T 2-IO | 15152500 | 13775000 | #REF! | Thinh | In Price Book | 4.1 PM5000, PM8000, BCPM, GATEWAY
METSEPM5331 | PowerLogic PM5331 Power & Energy meters | 16685900 | 15169000 | #REF! | Thinh | In Price Book | 4.1 PM5000, PM8000, BCPM, GATEWAY
METSEPM5340 | PowerLogic PM5340 Power & Energy meters | 18516300 | 16833000 | #REF! | Thinh | In Price Book | 4.1 PM5000, PM8000, BCPM, GATEWAY
METSEPM5341 | PowerLogic PM5341 Power & Energy meters | 17846400 | 16224000 | #REF! | Thinh | In Price Book | 4.1 PM5000, PM8000, BCPM, GATEWAY
METSEPM5350 | PM5350 POWER METER WITHTHD.ALARMING | 12281500 | 11165000 | #REF! | Thinh | In Price Book | 4.1 PM5000, PM8000, BCPM, GATEWAY
METSEPM5560 | PM5560 POWER METER 63rd H 8T CL0.2 4I2O | 30162000 | 27420000 | #REF! | Thinh | In Price Book | 4.1 PM5000, PM8000, BCPM, GATEWAY
METSEPM5560GRMD | PM556X METER WITH GROUND MODULE | 42311500 | 38465000 | #REF! | Thinh | In Price Book | 4.1 PM5000, PM8000, BCPM, GATEWAY
METSEPM5561 | PowerLogic PM5561 Power & Energy meters | 30764800 | 27968000 | #REF! | Thinh | In Price Book | 4.1 PM5000, PM8000, BCPM, GATEWAY
METSEPM5562 | PM55xx, RMICAN approved, HW lockable | 39245800 | 35678000 | #REF! | Thinh | In Price Book | 4.1 PM5000, PM8000, BCPM, GATEWAY
METSEPM5562MC | PM55xx, RMICAN approved, Factory sealed | 39250200 | 35682000 | #REF! | Thinh | In Price Book | 4.1 PM5000, PM8000, BCPM, GATEWAY
METSEPM5563 | PM5563POWERMETER63H8T CL0.2 4I2O RSETHND | 26188800 | 23808000 | #REF! | Thinh | In Price Book | 4.1 PM5000, PM8000, BCPM, GATEWAY
METSEPM5563RD | PM5563 DIN Mount Remote Display Meter | 34059300 | 30963000 | #REF! | Thinh | In Price Book | 4.1 PM5000, PM8000, BCPM, GATEWAY
METSEPM5570 | PM5570, PANEL MOUNT, ANALOG INPUTS | 45942600 | 41766000 | #REF! | Thinh | In Price Book | 4.1 PM5000, PM8000, BCPM, GATEWAY
METSEPM5580 | PM5580, PANEL MOUNT, LVDC AUX | 40503100 | 36821000 | #REF! | Thinh | In Price Book | 4.1 PM5000, PM8000, BCPM, GATEWAY
METSEPM55GRMD | PM556X GROUND MODULE | 1126400 | 1024000 | #REF! | Thinh | In Price Book | 4.1 PM5000, PM8000, BCPM, GATEWAY
METSEPM5650 | PM5650, PANEL MOUNT, WC+SS | 35147200 | 31952000 | #REF! | Thinh | In Price Book | 4.1 PM5000, PM8000, BCPM, GATEWAY
METSEPM5660 | PM5660, PANEL MOUNT, RCM | 39926700 | 36297000 | #REF! | Thinh | In Price Book | 4.1 PM5000, PM8000, BCPM, GATEWAY
METSEPM5760 | PM5760, PANEL MOUNT, WC+SS RCM | 39926700 | 36297000 | #REF! | Thinh | In Price Book | 4.1 PM5000, PM8000, BCPM, GATEWAY
METSEPM5RD | REMOTE DISPLAY FOR PM5563 | 12511400 | 11374000 | #REF! | Thinh | In Price Book | 4.1 PM5000, PM8000, BCPM, GATEWAY
METSEPM8210 | PM8210 24vDC POWER AND ENERGY METER INT. | 71074300 | 64613000 | #REF! | Thinh | In Price Book | 4.1 PM5000, PM8000, BCPM, GATEWAY
METSEPM8213 | PM8213 24vDC POWER AND ENERGY METER TRAN | 64897800 | 58998000 | #REF! | Thinh | In Price Book | 4.1 PM5000, PM8000, BCPM, GATEWAY
METSEPM8214 | PM8214 24vDC POWER AND ENERGY METER TRAN | 88381700 | 80347000 | #REF! | Thinh | In Price Book | 4.1 PM5000, PM8000, BCPM, GATEWAY
METSEPM8240 | PM8000 POWER METER PANEL MOUNT WITH DISP | 93947700 | 85407000 | #REF! | Thinh | In Price Book | 4.1 PM5000, PM8000, BCPM, GATEWAY
METSEPM82401 | PM8000 POWER METER PANEL MOUNT WITH DISP | 70848800 | 64408000 | #REF! | Thinh | In Price Book | 4.1 PM5000, PM8000, BCPM, GATEWAY
METSEPM8243 | PM8000 POWER METER DIN RAIL NO DISPLAY | 59521000 | 54110000 | #REF! | Thinh | In Price Book | 4.1 PM5000, PM8000, BCPM, GATEWAY
METSEPM8244 | PM8000 POWER METER DIN RAIL WITH REMOTE | 103341700 | 93947000 | #REF! | Thinh | In Price Book | 4.1 PM5000, PM8000, BCPM, GATEWAY
METSEPM89M0024 | PM8000 ANALOG I/O OPTION MODULE | 25339600 | 23036000 | #REF! | Thinh | In Price Book | 4.1 PM5000, PM8000, BCPM, GATEWAY
METSEPM89M2600 | PM8000 DIGITAL I/O OPTION MODULE | 18360100 | 16691000 | #REF! | Thinh | In Price Book | 4.1 PM5000, PM8000, BCPM, GATEWAY
METSEPM89RD96 | PM8000 REMOTE DISPLAY | 30492000 | 27720000 | #REF! | Thinh | In Price Book | 4.1 PM5000, PM8000, BCPM, GATEWAY
VPL06N | VARPLUS LOGIC CONTROLLER, 6 STEP OUTPUTS | 19521700 | 17747000 | #REF! | Thinh | In Price Book | 4.13 POWERTAG, A/V/iEM METER, CT, VARPLUSCAN/PFC, REACTOR
VPL12N | VARPLUS LOGIC CONTROLLER, 12 STEP OUTPUT | 20628300 | 18753000 | #REF! | Thinh | In Price Book | 4.13 POWERTAG, A/V/iEM METER, CT, VARPLUSCAN/PFC, REACTOR
ATV212H075M3X | ATV212 0,75KW 1HP ss CEM 240VTRI IP20 variable speed drives | 12914000 | 11740000 | #REF! | Thuy | In Price Book | 4.6 IDVSD: ALTIVAR BUILDING (ATV212)
ATV212H075N4 | ATV212 0,75KW 1HP 480V TRI CEM IP20 variable speed drives | 11165000 | 10150000 | #REF! | Thuy | In Price Book | 4.6 IDVSD: ALTIVAR BUILDING (ATV212)
ATV212HD11M3X | ATV212 11KW 15HP 240VTRI ss CEM IP20 variable speed drives | 52602000 | 47820000 | #REF! | Thuy | In Price Book | 4.6 IDVSD: ALTIVAR BUILDING (ATV212)
ATV212HD11N4 | ATV212 11KW 15HP 480V TRI CEM IP20 variable speed drives | 23969000 | 21790000 | #REF! | Thuy | In Price Book | 4.6 IDVSD: ALTIVAR BUILDING (ATV212)
ATV212HD15M3X | ATV212 15KW 20HP 240VTRI ss CEM IP20 variable speed drives | 63646000 | 57860000 | #REF! | Thuy | In Price Book | 4.6 IDVSD: ALTIVAR BUILDING (ATV212)
ATV212HD15N4 | ATV212 15KW 20HP 480V TRI CEM IP20 variable speed drives | 32087000 | 29170000 | #REF! | Thuy | In Price Book | 4.6 IDVSD: ALTIVAR BUILDING (ATV212)
ATV212HD18M3X | ATV212 18,5KW 25HP 240VTRI ss CEM IP20 variable speed drives | 77869000 | 70790000 | #REF! | Thuy | In Price Book | 4.6 IDVSD: ALTIVAR BUILDING (ATV212)
ATV212HD18N4 | ATV212 18,5KW 25HP 480V TRI CEM IP20 variable speed drives | 39798000 | 36180000 | #REF! | Thuy | In Price Book | 4.6 IDVSD: ALTIVAR BUILDING (ATV212)
ATV212HD22M3X | ATV212 22KW 30HP 240VTRI ss CEM IP20 variable speed drives | 108042000 | 98220000 | #REF! | Thuy | In Price Book | 4.6 IDVSD: ALTIVAR BUILDING (ATV212)
ATV212HD22N4 | ATV212 22KW 30HP 480V TRI CEM IP20 variable speed drives | 53097000 | 48270000 | #REF! | Thuy | In Price Book | 4.6 IDVSD: ALTIVAR BUILDING (ATV212)
ATV212HD30M3X | ATV212 30KW 40HP 240VTRI ss CEM IP20 variable speed drives | 142120000 | 129200000 | #REF! | Thuy | In Price Book | 4.6 IDVSD: ALTIVAR BUILDING (ATV212)
ATV212HD30N4 | ATV212 30KW 40HP 480V TRI CEM IP20 variable speed drives | 57299000 | 52090000 | #REF! | Thuy | In Price Book | 4.6 IDVSD: ALTIVAR BUILDING (ATV212)
ATV212HD37N4 | ATV212 37KW 50HP 460V TRI IP20 variable speed drives | 70510000 | 64100000 | #REF! | Thuy | In Price Book | 4.6 IDVSD: ALTIVAR BUILDING (ATV212)
ATV212HD45N4 | ATV212 45KW 60HP 460V TRI IP20 variable speed drives | 81609000 | 74190000 | #REF! | Thuy | In Price Book | 4.6 IDVSD: ALTIVAR BUILDING (ATV212)
ATV212HD55N4 | ATV212 55KW 75HP 460V TRI IP20 variable speed drives | 98527000 | 89570000 | #REF! | Thuy | In Price Book | 4.6 IDVSD: ALTIVAR BUILDING (ATV212)
ATV212HD75N4 | ATV212 75KW 100HP 460V TRI IP20 variable speed drives | 115203000 | 104730000 | #REF! | Thuy | In Price Book | 4.6 IDVSD: ALTIVAR BUILDING (ATV212)
ATV212HU15M3X | ATV212 1,5KW 1,5HP ss CEM 240VTRI IP20 variable speed drives | 15312000 | 13920000 | #REF! | Thuy | In Price Book | 4.6 IDVSD: ALTIVAR BUILDING (ATV212)
ATV212HU15N4 | ATV212 1,5KW 2HP 480V TRI CEM IP20 variable speed drives | 12331000 | 11210000 | #REF! | Thuy | In Price Book | 4.6 IDVSD: ALTIVAR BUILDING (ATV212)
ATV212HU22M3X | ATV212 2,2KW 3HP ss CEM 240VTRI IP20 variable speed drives | 16324000 | 14840000 | #REF! | Thuy | In Price Book | 4.6 IDVSD: ALTIVAR BUILDING (ATV212)
ATV212HU22N4 | ATV212 2,2KW 3HP 480V TRI CEM IP20 variable speed drives | 13838000 | 12580000 | #REF! | Thuy | In Price Book | 4.6 IDVSD: ALTIVAR BUILDING (ATV212)
ATV212HU30M3X | ATV212 3KW NAHP ss CEM 240VTRI IP20 variable speed drives | 19261000 | 17510000 | #REF! | Thuy | In Price Book | 4.6 IDVSD: ALTIVAR BUILDING (ATV212)
ATV212HU30N4 | ATV212 3KW NAHP 480V TRI CEM IP20 variable speed drives | 15081000 | 13710000 | #REF! | Thuy | In Price Book | 4.6 IDVSD: ALTIVAR BUILDING (ATV212)
ATV212HU40M3X | ATV212 4KW 5HP ss CEM 240VTRI IP20 variable speed drives | 23265000 | 21150000 | #REF! | Thuy | In Price Book | 4.6 IDVSD: ALTIVAR BUILDING (ATV212)
ATV212HU40N4 | ATV212 4KW 5HP 480V TRI CEM IP20 variable speed drives | 15917000 | 14470000 | #REF! | Thuy | In Price Book | 4.6 IDVSD: ALTIVAR BUILDING (ATV212)
ATV212HU55M3X | ATV212 5,5KW 7,5HP 240VTRI ss CEM IP20 variable speed drives | 29722000 | 27020000 | #REF! | Thuy | In Price Book | 4.6 IDVSD: ALTIVAR BUILDING (ATV212)
ATV212HU55N4 | ATV212 5,5KW 7,5HP 480V TRI CEM IP20 variable speed drives | 17512000 | 15920000 | #REF! | Thuy | In Price Book | 4.6 IDVSD: ALTIVAR BUILDING (ATV212)
ATV212HU75M3X | ATV212 7,5KW 10HP 240VTRI ss CEM IP20 variable speed drives | 35739000 | 32490000 | #REF! | Thuy | In Price Book | 4.6 IDVSD: ALTIVAR BUILDING (ATV212)
ATV212HU75N4 | ATV212 7,5KW 10HP 480V TRI CEM IP20 variable speed drives | 21615000 | 19650000 | #REF! | Thuy | In Price Book | 4.6 IDVSD: ALTIVAR BUILDING (ATV212)
ATV212W075N4 | ATV212 0,75KW 1HP 480V TRI CEM IP54 variable speed drives | 17512000 | 15920000 | #REF! | Thuy | In Price Book | 4.6 IDVSD: ALTIVAR BUILDING (ATV212)
ATV212WD11N4 | ATV212 11KW 15HP 480V TRI CEM IP54 variable speed drives | 78628000 | 71480000 | #REF! | Thuy | In Price Book | 4.6 IDVSD: ALTIVAR BUILDING (ATV212)
ATV212WD15N4 | ATV212 15KW 20HP 480V TRI CEM IP54 variable speed drives | 87615000 | 79650000 | #REF! | Thuy | In Price Book | 4.6 IDVSD: ALTIVAR BUILDING (ATV212)
ATV212WD18N4 | ATV212 18,5KW 25HP 480V TRI CEM IP54 variable speed drives | 112915000 | 102650000 | #REF! | Thuy | In Price Book | 4.6 IDVSD: ALTIVAR BUILDING (ATV212)
ATV212WD22N4 | ATV212 22KW 30HP 480V TRI CEM IP54 variable speed drives | 124652000 | 113320000 | #REF! | Thuy | In Price Book | 4.6 IDVSD: ALTIVAR BUILDING (ATV212)
ATV212WD30N4 | ATV212 30KW 40HP 480V TRI CEM IP54 variable speed drives | 132957000 | 120870000 | #REF! | Thuy | In Price Book | 4.6 IDVSD: ALTIVAR BUILDING (ATV212)
ATV212WD37N4 | ATV212 37KW 50HP 460V TRI IP54 variable speed drives | 143231000 | 130210000 | #REF! | Thuy | In Price Book | 4.6 IDVSD: ALTIVAR BUILDING (ATV212)
ATV212WD45N4 | ATV212 45KW 60HP 460V TRI IP54 variable speed drives | 152779000 | 138890000 | #REF! | Thuy | In Price Book | 4.6 IDVSD: ALTIVAR BUILDING (ATV212)
ATV212WD55N4 | ATV212 55KW 75HP 460V TRI IP54 variable speed drives | 177738000 | 161580000 | #REF! | Thuy | In Price Book | 4.6 IDVSD: ALTIVAR BUILDING (ATV212)
ATV212WD75N4 | ATV212 75KW 100HP 460V TRI IP54 variable speed drives | 212344000 | 193040000 | #REF! | Thuy | In Price Book | 4.6 IDVSD: ALTIVAR BUILDING (ATV212)
ATV212WU15N4 | ATV212 1,5KW 2HP 480V TRI CEM IP54 variable speed drives | 19349000 | 17590000 | #REF! | Thuy | In Price Book | 4.6 IDVSD: ALTIVAR BUILDING (ATV212)
ATV212WU22N4 | ATV212 2,2KW 3HP 480V TRI CEM IP54 variable speed drives | 22341000 | 20310000 | #REF! | Thuy | In Price Book | 4.6 IDVSD: ALTIVAR BUILDING (ATV212)
ATV212WU30N4 | ATV212 3KW NAHP 480V TRI CEM IP54 variable speed drives | 24255000 | 22050000 | #REF! | Thuy | In Price Book | 4.6 IDVSD: ALTIVAR BUILDING (ATV212)
ATV212WU40N4 | ATV212 4KW 5HP 480V TRI CEM IP54 variable speed drives | 25707000 | 23370000 | #REF! | Thuy | In Price Book | 4.6 IDVSD: ALTIVAR BUILDING (ATV212)
ATV212WU55N4 | ATV212 5,5KW 7,5HP 480V TRI CEM IP54 variable speed drives | 31240000 | 28400000 | #REF! | Thuy | In Price Book | 4.6 IDVSD: ALTIVAR BUILDING (ATV212)
ATV212WU75N4 | ATV212 7,5KW 10HP 480V TRI CEM IP54 variable speed drives | 38214000 | 34740000 | #REF! | Thuy | In Price Book | 4.6 IDVSD: ALTIVAR BUILDING (ATV212)
ATV340D11N4 | ATV340 11KW 400V 3PH WO ETHERNET | 28193000 | 25630000 | #REF! | Thuy | In Price Book | 5.2 IDVSD: ALTIVAR MACHINE (ATV340), ALTIVAR PROCESS (ATV930, ATV950, APM), ACCESSORIES
ATV340D11N4E | ATV340 11KW 400V 3PH WITH ETHERNET | 33429000 | 30390000 | #REF! | Thuy | In Price Book | 5.2 IDVSD: ALTIVAR MACHINE (ATV340), ALTIVAR PROCESS (ATV930, ATV950, APM), ACCESSORIES
ATV340D15N4 | ATV340 15KW 400V 3PH WO ETHERNET | 30679000 | 27890000 | #REF! | Thuy | In Price Book | 5.2 IDVSD: ALTIVAR MACHINE (ATV340), ALTIVAR PROCESS (ATV930, ATV950, APM), ACCESSORIES
ATV340D15N4E | ATV340 15KW 400V 3PH WITH ETHERNET | 38357000 | 34870000 | #REF! | Thuy | In Price Book | 5.2 IDVSD: ALTIVAR MACHINE (ATV340), ALTIVAR PROCESS (ATV930, ATV950, APM), ACCESSORIES
ATV340D18N4 | ATV340 18,5KW 400V 3PH WO ETHERNET | 32461000 | 29510000 | #REF! | Thuy | In Price Book | 5.2 IDVSD: ALTIVAR MACHINE (ATV340), ALTIVAR PROCESS (ATV930, ATV950, APM), ACCESSORIES
ATV340D18N4E | ATV340 18,5KW 400V 3PH WITH ETHERNET | 45859000 | 41690000 | #REF! | Thuy | In Price Book | 5.2 IDVSD: ALTIVAR MACHINE (ATV340), ALTIVAR PROCESS (ATV930, ATV950, APM), ACCESSORIES
ATV340D22N4 | ATV340 22KW 400V 3PH WO ETHERNET | 39314000 | 35740000 | #REF! | Thuy | In Price Book | 5.2 IDVSD: ALTIVAR MACHINE (ATV340), ALTIVAR PROCESS (ATV930, ATV950, APM), ACCESSORIES
ATV340D22N4E | ATV340 22KW 400V 3PH WITH ETHERNET | 49159000 | 44690000 | #REF! | Thuy | In Price Book | 5.2 IDVSD: ALTIVAR MACHINE (ATV340), ALTIVAR PROCESS (ATV930, ATV950, APM), ACCESSORIES
ATV340D30N4E | ATV340 30KW 400V 3PH WITH ETHERNET | 52294000 | 47540000 | #REF! | Thuy | In Price Book | 5.2 IDVSD: ALTIVAR MACHINE (ATV340), ALTIVAR PROCESS (ATV930, ATV950, APM), ACCESSORIES
ATV340D37N4E | ATV340 37KW 400V 3PH WITH ETHERNET | 63096000 | 57360000 | #REF! | Thuy | In Price Book | 5.2 IDVSD: ALTIVAR MACHINE (ATV340), ALTIVAR PROCESS (ATV930, ATV950, APM), ACCESSORIES
ATV340D45N4E | ATV340 45KW 400V 3PH WITH ETHERNET | 81433000 | 74030000 | #REF! | Thuy | In Price Book | 5.2 IDVSD: ALTIVAR MACHINE (ATV340), ALTIVAR PROCESS (ATV930, ATV950, APM), ACCESSORIES
ATV340D55N4E | ATV340 55KW 400V 3PH WITH ETHERNET | 91036000 | 82760000 | #REF! | Thuy | In Price Book | 5.2 IDVSD: ALTIVAR MACHINE (ATV340), ALTIVAR PROCESS (ATV930, ATV950, APM), ACCESSORIES
ATV340D75N4E | ATV340 75KW 400V 3PH WITH ETHERNET | 110792000 | 100720000 | #REF! | Thuy | In Price Book | 5.2 IDVSD: ALTIVAR MACHINE (ATV340), ALTIVAR PROCESS (ATV930, ATV950, APM), ACCESSORIES
ATV340U07N4 | ATV340 0,75KW 400V 3PH WO ETHERNET | 14278000 | 12980000 | #REF! | Thuy | In Price Book | 5.2 IDVSD: ALTIVAR MACHINE (ATV340), ALTIVAR PROCESS (ATV930, ATV950, APM), ACCESSORIES
ATV340U07N4E | ATV340 0,75KW 400V 3PH WITH ETHERNET | 20295000 | 18450000 | #REF! | Thuy | In Price Book | 5.2 IDVSD: ALTIVAR MACHINE (ATV340), ALTIVAR PROCESS (ATV930, ATV950, APM), ACCESSORIES
ATV340U15N4 | ATV340 1,5KW 400V 3PH WO ETHERNET | 15015000 | 13650000 | #REF! | Thuy | In Price Book | 5.2 IDVSD: ALTIVAR MACHINE (ATV340), ALTIVAR PROCESS (ATV930, ATV950, APM), ACCESSORIES
ATV340U15N4E | ATV340 1,5KW 400V 3PH WITH ETHERNET | 21340000 | 19400000 | #REF! | Thuy | In Price Book | 5.2 IDVSD: ALTIVAR MACHINE (ATV340), ALTIVAR PROCESS (ATV930, ATV950, APM), ACCESSORIES
ATV340U22N4 | ATV340 2,2KW 400V 3PH WO ETHERNET | 16038000 | 14580000 | #REF! | Thuy | In Price Book | 5.2 IDVSD: ALTIVAR MACHINE (ATV340), ALTIVAR PROCESS (ATV930, ATV950, APM), ACCESSORIES
ATV340U22N4E | ATV340 2,2KW 400V 3PH WITH ETHERNET | 22803000 | 20730000 | #REF! | Thuy | In Price Book | 5.2 IDVSD: ALTIVAR MACHINE (ATV340), ALTIVAR PROCESS (ATV930, ATV950, APM), ACCESSORIES
ATV340U30N4 | ATV340 3KW 400V 3PH WO ETHERNET | 17171000 | 15610000 | #REF! | Thuy | In Price Book | 5.2 IDVSD: ALTIVAR MACHINE (ATV340), ALTIVAR PROCESS (ATV930, ATV950, APM), ACCESSORIES
ATV340U30N4E | ATV340 3KW 400V 3PH WITH ETHERNET | 24398000 | 22180000 | #REF! | Thuy | In Price Book | 5.2 IDVSD: ALTIVAR MACHINE (ATV340), ALTIVAR PROCESS (ATV930, ATV950, APM), ACCESSORIES
ATV340U40N4 | ATV340 4KW 400V 3PH WO ETHERNET | 17743000 | 16130000 | #REF! | Thuy | In Price Book | 5.2 IDVSD: ALTIVAR MACHINE (ATV340), ALTIVAR PROCESS (ATV930, ATV950, APM), ACCESSORIES
ATV340U40N4E | ATV340 4KW 400V 3PH WITH ETHERNET | 25377000 | 23070000 | #REF! | Thuy | In Price Book | 5.2 IDVSD: ALTIVAR MACHINE (ATV340), ALTIVAR PROCESS (ATV930, ATV950, APM), ACCESSORIES
ATV340U55N4 | ATV340 5,5KW 400V 3PH WO ETHERNET | 19899000 | 18090000 | #REF! | Thuy | In Price Book | 5.2 IDVSD: ALTIVAR MACHINE (ATV340), ALTIVAR PROCESS (ATV930, ATV950, APM), ACCESSORIES
ATV340U55N4E | ATV340 5,5KW 400V 3PH WITH ETHERNET | 26818000 | 24380000 | #REF! | Thuy | In Price Book | 5.2 IDVSD: ALTIVAR MACHINE (ATV340), ALTIVAR PROCESS (ATV930, ATV950, APM), ACCESSORIES
ATV340U75N4 | ATV340 7,5KW 400V 3PH WO ETHERNET | 22605000 | 20550000 | #REF! | Thuy | In Price Book | 5.2 IDVSD: ALTIVAR MACHINE (ATV340), ALTIVAR PROCESS (ATV930, ATV950, APM), ACCESSORIES
ATV340U75N4E | ATV340 7,5KW 400V 3PH WITH ETHERNET | 28259000 | 25690000 | #REF! | Thuy | In Price Book | 5.2 IDVSD: ALTIVAR MACHINE (ATV340), ALTIVAR PROCESS (ATV930, ATV950, APM), ACCESSORIES
ATV630C11N4 | ATV630 VSD, 400-480V, 3PH, 110kW, IP-21 | 182787000 | 166170000 | #REF! | Thuy | In Price Book | 5.3 IDVSD: ALTIVAR PROCESS (ATV630, ATV650)
ATV630C13N4 | ATV630 VSD, 400-480V, 3PH, 132kW, IP-21 | 206437000 | 187670000 | #REF! | Thuy | In Price Book | 5.3 IDVSD: ALTIVAR PROCESS (ATV630, ATV650)
ATV630C16N4 | ATV630 VSD, 400-480V, 3PH, 160kW, IP-21 | 243837000 | 221670000 | #REF! | Thuy | In Price Book | 5.3 IDVSD: ALTIVAR PROCESS (ATV630, ATV650)
ATV630C22N4 | ATV630 VSD, 400-480V, 3PH, 220kW, IP-21 | 287342000 | 261220000 | #REF! | Thuy | In Price Book | 5.3 IDVSD: ALTIVAR PROCESS (ATV630, ATV650)
ATV630C25N4 | ATV630 VSD, 400-480V, 3PH, 250kW, IP-21 | 327283000 | 297530000 | #REF! | Thuy | In Price Book | 5.3 IDVSD: ALTIVAR PROCESS (ATV630, ATV650)
ATV630C31N4 | ATV630 VSD, 400-480V, 3PH, 315kW, IP-21 | 360305000 | 327550000 | #REF! | Thuy | In Price Book | 5.3 IDVSD: ALTIVAR PROCESS (ATV630, ATV650)
ATV630D11M3 | ATV630 VSD, 200-240V, 3PH, 11kW, IP-21 | 53713000 | 48830000 | #REF! | Thuy | In Price Book | 5.3 IDVSD: ALTIVAR PROCESS (ATV630, ATV650)
ATV630D11N4 | ATV630 VSD, 400-480V, 3PH, 11kW, IP-21 | 35959000 | 32690000 | #REF! | Thuy | In Price Book | 5.3 IDVSD: ALTIVAR PROCESS (ATV630, ATV650)
ATV630D15M3 | ATV630 VSD, 200-240V, 3PH,15kW, IP-21 | 59081000 | 53710000 | #REF! | Thuy | In Price Book | 5.3 IDVSD: ALTIVAR PROCESS (ATV630, ATV650)
ATV630D15N4 | ATV630 VSD, 400-480V, 3PH,15kW, IP-21 | 41294000 | 37540000 | #REF! | Thuy | In Price Book | 5.3 IDVSD: ALTIVAR PROCESS (ATV630, ATV650)
ATV630D18M3 | ATV630 VSD, 200-240V, 3PH, 18.5kW, IP-21 | 63756000 | 57960000 | #REF! | Thuy | In Price Book | 5.3 IDVSD: ALTIVAR PROCESS (ATV630, ATV650)
ATV630D18N4 | ATV630 VSD, 400-480V, 3PH, 18.5kW, IP-21 | 45122000 | 41020000 | #REF! | Thuy | In Price Book | 5.3 IDVSD: ALTIVAR PROCESS (ATV630, ATV650)
ATV630D22M3 | ATV630 VSD, 200-240V, 3PH, 22kW, IP-21 | 71841000 | 65310000 | #REF! | Thuy | In Price Book | 5.3 IDVSD: ALTIVAR PROCESS (ATV630, ATV650)
ATV630D22N4 | ATV630 VSD, 400-480V, 3PH, 22kW, IP-21 | 52041000 | 47310000 | #REF! | Thuy | In Price Book | 5.3 IDVSD: ALTIVAR PROCESS (ATV630, ATV650)
ATV630D30M3 | ATV630 VSD, 200-240V, 3PH, 30kW, IP-21 | 114807000 | 104370000 | #REF! | Thuy | In Price Book | 5.3 IDVSD: ALTIVAR PROCESS (ATV630, ATV650)
ATV630D30N4 | ATV630 VSD, 400-480V, 3PH, 30kW, IP-21 | 62194000 | 56540000 | #REF! | Thuy | In Price Book | 5.3 IDVSD: ALTIVAR PROCESS (ATV630, ATV650)
ATV630D37M3 | ATV630 VSD, 200-240V, 3PH, 37kW, IP-21 | 123937000 | 112670000 | #REF! | Thuy | In Price Book | 5.3 IDVSD: ALTIVAR PROCESS (ATV630, ATV650)
ATV630D37N4 | ATV630 VSD, 400-480V, 3PH, 37kW, IP-21 | 72402000 | 65820000 | #REF! | Thuy | In Price Book | 5.3 IDVSD: ALTIVAR PROCESS (ATV630, ATV650)
ATV630D45M3 | ATV630 VSD, 200-240V, 3PH, 45kW, IP-21 | 149688000 | 136080000 | #REF! | Thuy | In Price Book | 5.3 IDVSD: ALTIVAR PROCESS (ATV630, ATV650)
ATV630D45N4 | ATV630 VSD, 400-480V, 3PH, 45kW, IP-21 | 83886000 | 76260000 | #REF! | Thuy | In Price Book | 5.3 IDVSD: ALTIVAR PROCESS (ATV630, ATV650)
ATV630D55M3 | ATV630 VSD, 200-240V, 3PH, 55kW, IP-21 | 169444000 | 154040000 | #REF! | Thuy | In Price Book | 5.3 IDVSD: ALTIVAR PROCESS (ATV630, ATV650)
ATV630D55N4 | ATV630 VSD, 400-480V, 3PH, 55kW, IP-21 | 106293000 | 96630000 | #REF! | Thuy | In Price Book | 5.3 IDVSD: ALTIVAR PROCESS (ATV630, ATV650)
ATV630D75M3 | ATV630 VSD, 200-240V, 3PH, 75kW, IP-21 | 192654000 | 175140000 | #REF! | Thuy | In Price Book | 5.3 IDVSD: ALTIVAR PROCESS (ATV630, ATV650)
ATV630D75N4 | ATV630 VSD, 400-480V, 3PH, 75kW, IP-21 | 114224000 | 103840000 | #REF! | Thuy | In Price Book | 5.3 IDVSD: ALTIVAR PROCESS (ATV630, ATV650)
ATV630D90N4 | ATV630 VSD, 400-480V, 3PH, 90kW, IP-21 | 145926000 | 132660000 | #REF! | Thuy | In Price Book | 5.3 IDVSD: ALTIVAR PROCESS (ATV630, ATV650)
ATV630U07M3 | ATV630 VSD, 200-240V, 3PH, 0.75kW, IP-21 | 31152000 | 28320000 | #REF! | Thuy | In Price Book | 5.3 IDVSD: ALTIVAR PROCESS (ATV630, ATV650)
ATV630U07N4 | ATV630 VSD, 400-480V, 3PH, 0.75kW, IP-21 | 20394000 | 18540000 | #REF! | Thuy | In Price Book | 5.3 IDVSD: ALTIVAR PROCESS (ATV630, ATV650)
ATV630U15M3 | ATV630 VSD, 200-240V, 3PH, 1.5kW, IP-21 | 31647000 | 28770000 | #REF! | Thuy | In Price Book | 5.3 IDVSD: ALTIVAR PROCESS (ATV630, ATV650)
ATV630U15N4 | ATV630 VSD, 400-480V, 3PH, 1.5kW, IP-21 | 21417000 | 19470000 | #REF! | Thuy | In Price Book | 5.3 IDVSD: ALTIVAR PROCESS (ATV630, ATV650)
ATV630U22M3 | ATV630 VSD, 200-240V, 3PH, 2.2kW, IP-21 | 33385000 | 30350000 | #REF! | Thuy | In Price Book | 5.3 IDVSD: ALTIVAR PROCESS (ATV630, ATV650)
ATV630U22N4 | ATV630 VSD, 400-480V, 3PH, 2.2kW, IP-21 | 22517000 | 20470000 | #REF! | Thuy | In Price Book | 5.3 IDVSD: ALTIVAR PROCESS (ATV630, ATV650)
ATV630U30M3 | ATV630 VSD, 200-240V, 3PH, 3.0kW, IP-21 | 35695000 | 32450000 | #REF! | Thuy | In Price Book | 5.3 IDVSD: ALTIVAR PROCESS (ATV630, ATV650)
ATV630U30N4 | ATV630 VSD, 400-480V, 3PH, 3.0kW, IP-21 | 24145000 | 21950000 | #REF! | Thuy | In Price Book | 5.3 IDVSD: ALTIVAR PROCESS (ATV630, ATV650)
ATV630U40M3 | ATV630 VSD, 200-240V, 3PH, 4.0kW, IP-21 | 37653000 | 34230000 | #REF! | Thuy | In Price Book | 5.3 IDVSD: ALTIVAR PROCESS (ATV630, ATV650)
ATV630U40N4 | ATV630 VSD, 400-480V, 3PH, 4.0kW, IP-21 | 25476000 | 23160000 | #REF! | Thuy | In Price Book | 5.3 IDVSD: ALTIVAR PROCESS (ATV630, ATV650)
ATV630U55M3 | ATV630 VSD, 200-240V, 3PH, 5.5kW, IP-21 | 42009000 | 38190000 | #REF! | Thuy | In Price Book | 5.3 IDVSD: ALTIVAR PROCESS (ATV630, ATV650)
ATV630U55N4 | ATV630 VSD, 400-480V, 3PH, 5.5kW, IP-21 | 27500000 | 25000000 | #REF! | Thuy | In Price Book | 5.3 IDVSD: ALTIVAR PROCESS (ATV630, ATV650)
ATV630U75M3 | ATV630 VSD, 200-240V, 3PH, 7.5kW, IP-21 | 43923000 | 39930000 | #REF! | Thuy | In Price Book | 5.3 IDVSD: ALTIVAR PROCESS (ATV630, ATV650)
ATV630U75N4 | ATV630 VSD, 400-480V, 3PH, 7.5kW, IP-21 | 28710000 | 26100000 | #REF! | Thuy | In Price Book | 5.3 IDVSD: ALTIVAR PROCESS (ATV630, ATV650)
ATV930C11N4C | ATV930 IP00 110KW 400V/480V W/O BRAKING CHOPPER | 190861000 | 173510000 | #REF! | Thuy | In Price Book | 5.2 IDVSD: ALTIVAR MACHINE (ATV340), ALTIVAR PROCESS (ATV930, ATV950, APM), ACCESSORIES
ATV930C13N4C | ATV930 IP00 132KW 400V/480V W/O BRAKING CHOPPER | 220913000 | 200830000 | #REF! | Thuy | In Price Book | 5.2 IDVSD: ALTIVAR MACHINE (ATV340), ALTIVAR PROCESS (ATV930, ATV950, APM), ACCESSORIES
ATV930C16N4C | ATV930 IP00 160KW 400V/480V W/O BRAKING CHOPPER | 264462000 | 240420000 | #REF! | Thuy | In Price Book | 5.2 IDVSD: ALTIVAR MACHINE (ATV340), ALTIVAR PROCESS (ATV930, ATV950, APM), ACCESSORIES
ATV930C22N4 | ATV930 VSD, 400-480V, 3PH, 220kW, IP-21 | 310244000 | 282040000 | #REF! | Thuy | In Price Book | 5.2 IDVSD: ALTIVAR MACHINE (ATV340), ALTIVAR PROCESS (ATV930, ATV950, APM), ACCESSORIES
ATV930C22N4C | ATV930 VSD, 400-480V, 3PH, 220kW, IP-21 W/O BRAKING CHOPPER | 294459000 | 267690000 | #REF! | Thuy | In Price Book | 5.2 IDVSD: ALTIVAR MACHINE (ATV340), ALTIVAR PROCESS (ATV930, ATV950, APM), ACCESSORIES
ATV930C25N4C | ATV930 VSD, 400-480V, 3PH, 250kW, IP-21 W/O BRAKING CHOPPER | 342870000 | 311700000 | #REF! | Thuy | In Price Book | 5.2 IDVSD: ALTIVAR MACHINE (ATV340), ALTIVAR PROCESS (ATV930, ATV950, APM), ACCESSORIES
ATV930C31N4C | ATV930 VSD, 400-480V, 3PH, 315kW, IP-21 W/O BRAKING CHOPPER | 379555000 | 345050000 | #REF! | Thuy | In Price Book | 5.2 IDVSD: ALTIVAR MACHINE (ATV340), ALTIVAR PROCESS (ATV930, ATV950, APM), ACCESSORIES
ATV930D11M3 | ATV930 IP21 11KW 200V/240V | 63415000 | 57650000 | #REF! | Thuy | In Price Book | 5.2 IDVSD: ALTIVAR MACHINE (ATV340), ALTIVAR PROCESS (ATV930, ATV950, APM), ACCESSORIES
ATV930D11N4 | ATV930 IP21 11KW 400V/480V | 49720000 | 45200000 | #REF! | Thuy | In Price Book | 5.2 IDVSD: ALTIVAR MACHINE (ATV340), ALTIVAR PROCESS (ATV930, ATV950, APM), ACCESSORIES
ATV930D15M3 | ATV930 IP21 15KW 200V/240V | 75075000 | 68250000 | #REF! | Thuy | In Price Book | 5.2 IDVSD: ALTIVAR MACHINE (ATV340), ALTIVAR PROCESS (ATV930, ATV950, APM), ACCESSORIES
ATV930D15N4 | ATV930 IP21 15KW 400V/480V | 58905000 | 53550000 | #REF! | Thuy | In Price Book | 5.2 IDVSD: ALTIVAR MACHINE (ATV340), ALTIVAR PROCESS (ATV930, ATV950, APM), ACCESSORIES
ATV930D18M3 | ATV930 IP21 18,5KW 200V/240V | 83512000 | 75920000 | #REF! | Thuy | In Price Book | 5.2 IDVSD: ALTIVAR MACHINE (ATV340), ALTIVAR PROCESS (ATV930, ATV950, APM), ACCESSORIES
ATV930D18N4 | ATV930 IP21 18,5KW 400V/480V | 65505000 | 59550000 | #REF! | Thuy | In Price Book | 5.2 IDVSD: ALTIVAR MACHINE (ATV340), ALTIVAR PROCESS (ATV930, ATV950, APM), ACCESSORIES
ATV930D22M3 | ATV930 IP21 22KW 200V/240V | 91707000 | 83370000 | #REF! | Thuy | In Price Book | 5.2 IDVSD: ALTIVAR MACHINE (ATV340), ALTIVAR PROCESS (ATV930, ATV950, APM), ACCESSORIES
ATV930D22N4 | ATV930 IP21 22KW 400V/480V | 71984000 | 65440000 | #REF! | Thuy | In Price Book | 5.2 IDVSD: ALTIVAR MACHINE (ATV340), ALTIVAR PROCESS (ATV930, ATV950, APM), ACCESSORIES
ATV930D30M3 | ATV930 IP21 30KW 200V/240V | 126247000 | 114770000 | #REF! | Thuy | In Price Book | 5.2 IDVSD: ALTIVAR MACHINE (ATV340), ALTIVAR PROCESS (ATV930, ATV950, APM), ACCESSORIES
ATV930D30M3C | ATV930 IP21 30KW 200V/240V W/O BRAKING CHOPPER | 113652000 | 103320000 | #REF! | Thuy | In Price Book | 5.2 IDVSD: ALTIVAR MACHINE (ATV340), ALTIVAR PROCESS (ATV930, ATV950, APM), ACCESSORIES
ATV930D30N4 | ATV930 IP21 30KW 400V/480V | 80465000 | 73150000 | #REF! | Thuy | In Price Book | 5.2 IDVSD: ALTIVAR MACHINE (ATV340), ALTIVAR PROCESS (ATV930, ATV950, APM), ACCESSORIES
ATV930D37M3 | ATV930 IP21 37KW 200V/240V | 140910000 | 128100000 | #REF! | Thuy | In Price Book | 5.2 IDVSD: ALTIVAR MACHINE (ATV340), ALTIVAR PROCESS (ATV930, ATV950, APM), ACCESSORIES
ATV930D37M3C | ATV930 IP21 37KW 200V/240V W/O BRAKING CHOPPER | 126819000 | 115290000 | #REF! | Thuy | In Price Book | 5.2 IDVSD: ALTIVAR MACHINE (ATV340), ALTIVAR PROCESS (ATV930, ATV950, APM), ACCESSORIES
ATV930D37N4 | ATV930 IP21 37KW 400V/480V | 95788000 | 87080000 | #REF! | Thuy | In Price Book | 5.2 IDVSD: ALTIVAR MACHINE (ATV340), ALTIVAR PROCESS (ATV930, ATV950, APM), ACCESSORIES
ATV930D45M3 | ATV930 IP21 45KW 200V/240V | 177067000 | 160970000 | #REF! | Thuy | In Price Book | 5.2 IDVSD: ALTIVAR MACHINE (ATV340), ALTIVAR PROCESS (ATV930, ATV950, APM), ACCESSORIES
ATV930D45M3C | ATV930 IP21 45KW 200V/240V W/O BRAKING CHOPPER | 141603000 | 128730000 | #REF! | Thuy | In Price Book | 5.2 IDVSD: ALTIVAR MACHINE (ATV340), ALTIVAR PROCESS (ATV930, ATV950, APM), ACCESSORIES
ATV930D45N4 | ATV930 IP21 45KW 400V/480V | 112860000 | 102600000 | #REF! | Thuy | In Price Book | 5.2 IDVSD: ALTIVAR MACHINE (ATV340), ALTIVAR PROCESS (ATV930, ATV950, APM), ACCESSORIES
ATV930D55M3C | ATV930 IP00 55KW 200V/240V W/O BRAKING CHOPPER | 226611000 | 206010000 | #REF! | Thuy | In Price Book | 5.2 IDVSD: ALTIVAR MACHINE (ATV340), ALTIVAR PROCESS (ATV930, ATV950, APM), ACCESSORIES
ATV930D55N4 | ATV930 IP21 55KW 400V/480V | 135949000 | 123590000 | #REF! | Thuy | In Price Book | 5.2 IDVSD: ALTIVAR MACHINE (ATV340), ALTIVAR PROCESS (ATV930, ATV950, APM), ACCESSORIES
ATV930D55N4C | ATV930 IP21 55KW 400V/480V W/O BRAKING CHOPPER | 124509000 | 113190000 | #REF! | Thuy | In Price Book | 5.2 IDVSD: ALTIVAR MACHINE (ATV340), ALTIVAR PROCESS (ATV930, ATV950, APM), ACCESSORIES
ATV930D75M3C | ATV930 IP00 75KW 200V/240V W/O BRAKING CHOPPER | 237699000 | 216090000 | #REF! | Thuy | In Price Book | 5.2 IDVSD: ALTIVAR MACHINE (ATV340), ALTIVAR PROCESS (ATV930, ATV950, APM), ACCESSORIES
ATV930D75N4 | ATV930 IP21 75KW 400V/480V | 151503000 | 137730000 | #REF! | Thuy | In Price Book | 5.2 IDVSD: ALTIVAR MACHINE (ATV340), ALTIVAR PROCESS (ATV930, ATV950, APM), ACCESSORIES
ATV930D75N4C | ATV930 IP21 75KW 400V/480V W/O BRAKING CHOPPER | 134442000 | 122220000 | #REF! | Thuy | In Price Book | 5.2 IDVSD: ALTIVAR MACHINE (ATV340), ALTIVAR PROCESS (ATV930, ATV950, APM), ACCESSORIES
ATV930D90N4 | ATV930 IP21 90KW 400V/480V | 156398000 | 142180000 | #REF! | Thuy | In Price Book | 5.2 IDVSD: ALTIVAR MACHINE (ATV340), ALTIVAR PROCESS (ATV930, ATV950, APM), ACCESSORIES
ATV930D90N4C | ATV930 IP21 90KW 400V/480V W/O BRAKING CHOPPER | 145596000 | 132360000 | #REF! | Thuy | In Price Book | 5.2 IDVSD: ALTIVAR MACHINE (ATV340), ALTIVAR PROCESS (ATV930, ATV950, APM), ACCESSORIES
ATV930U07M3 | ATV930 IP21 0,75KW 200V/240V | 42064000 | 38240000 | #REF! | Thuy | In Price Book | 5.2 IDVSD: ALTIVAR MACHINE (ATV340), ALTIVAR PROCESS (ATV930, ATV950, APM), ACCESSORIES
ATV930U07N4 | ATV930 IP21 0,75KW 400V/480V | 30052000 | 27320000 | #REF! | Thuy | In Price Book | 5.2 IDVSD: ALTIVAR MACHINE (ATV340), ALTIVAR PROCESS (ATV930, ATV950, APM), ACCESSORIES
ATV930U15M3 | ATV930 IP21 1,5KW 200V/240V | 43549000 | 39590000 | #REF! | Thuy | In Price Book | 5.2 IDVSD: ALTIVAR MACHINE (ATV340), ALTIVAR PROCESS (ATV930, ATV950, APM), ACCESSORIES
ATV930U15N4 | ATV930 IP21 1,5KW 400V/480V | 31702000 | 28820000 | #REF! | Thuy | In Price Book | 5.2 IDVSD: ALTIVAR MACHINE (ATV340), ALTIVAR PROCESS (ATV930, ATV950, APM), ACCESSORIES
ATV930U22M3 | ATV930 IP21 2,2KW 200V/240V | 45738000 | 41580000 | #REF! | Thuy | In Price Book | 5.2 IDVSD: ALTIVAR MACHINE (ATV340), ALTIVAR PROCESS (ATV930, ATV950, APM), ACCESSORIES
ATV930U22N4 | ATV930 IP21 2,2KW 400V/480V | 33341000 | 30310000 | #REF! | Thuy | In Price Book | 5.2 IDVSD: ALTIVAR MACHINE (ATV340), ALTIVAR PROCESS (ATV930, ATV950, APM), ACCESSORIES
ATV930U30M3 | ATV930 IP21 3KW 200V/240V | 47245000 | 42950000 | #REF! | Thuy | In Price Book | 5.2 IDVSD: ALTIVAR MACHINE (ATV340), ALTIVAR PROCESS (ATV930, ATV950, APM), ACCESSORIES
ATV930U30N4 | ATV930 IP21 3KW 400V/480V | 34397000 | 31270000 | #REF! | Thuy | In Price Book | 5.2 IDVSD: ALTIVAR MACHINE (ATV340), ALTIVAR PROCESS (ATV930, ATV950, APM), ACCESSORIES
ATV930U40M3 | ATV930 IP21 4KW 200V/240V | 49203000 | 44730000 | #REF! | Thuy | In Price Book | 5.2 IDVSD: ALTIVAR MACHINE (ATV340), ALTIVAR PROCESS (ATV930, ATV950, APM), ACCESSORIES
ATV930U40N4 | ATV930 IP21 4KW 400V/480V | 35816000 | 32560000 | #REF! | Thuy | In Price Book | 5.2 IDVSD: ALTIVAR MACHINE (ATV340), ALTIVAR PROCESS (ATV930, ATV950, APM), ACCESSORIES
ATV930U55M3 | ATV930 IP21 5,5KW 200V/240V | 52206000 | 47460000 | #REF! | Thuy | In Price Book | 5.2 IDVSD: ALTIVAR MACHINE (ATV340), ALTIVAR PROCESS (ATV930, ATV950, APM), ACCESSORIES
ATV930U55N4 | ATV930 IP21 5,5KW 400V/480V | 38060000 | 34600000 | #REF! | Thuy | In Price Book | 5.2 IDVSD: ALTIVAR MACHINE (ATV340), ALTIVAR PROCESS (ATV930, ATV950, APM), ACCESSORIES
ATV930U75M3 | ATV930 IP21 7,5KW 200V/240V | 58102000 | 52820000 | #REF! | Thuy | In Price Book | 5.2 IDVSD: ALTIVAR MACHINE (ATV340), ALTIVAR PROCESS (ATV930, ATV950, APM), ACCESSORIES
ATV930U75N4 | ATV930 IP21 7,5KW 400V/480V | 42295000 | 38450000 | #REF! | Thuy | In Price Book | 5.2 IDVSD: ALTIVAR MACHINE (ATV340), ALTIVAR PROCESS (ATV930, ATV950, APM), ACCESSORIES
ATVRD15N4 | ALTIVAR REGENERATIVE UNIT 15KW VARIABLE | 37455000 | 34050000 | #REF! | Thuy | In Price Book | 5.2 IDVSD: ALTIVAR MACHINE (ATV340), ALTIVAR PROCESS (ATV930, ATV950, APM), ACCESSORIES
ATVRU75N4 | ALTIVAR REGENERATIVE UNIT 7,5KW VARIABLE | 28809000 | 26190000 | #REF! | Thuy | In Price Book | 5.2 IDVSD: ALTIVAR MACHINE (ATV340), ALTIVAR PROCESS (ATV930, ATV950, APM), ACCESSORIES
VW3A1006 | REMOTE LED DISPLAY | 3058000 | 2780000 | #REF! | Thuy | In Price Book | 5.2 IDVSD: ALTIVAR MACHINE (ATV340), ALTIVAR PROCESS (ATV930, ATV950, APM), ACCESSORIES
VW3A1007 | REMOTE LED DISPLAY IP65 | 3658600 | 3326000 | #REF! | Thuy | In Price Book | 5.2 IDVSD: ALTIVAR MACHINE (ATV340), ALTIVAR PROCESS (ATV930, ATV950, APM), ACCESSORIES
VW3A1101 | GRAPHIC TERMINAL | 6523000 | 5930000 | #REF! | Thuy | In Price Book | 5.2 IDVSD: ALTIVAR MACHINE (ATV340), ALTIVAR PROCESS (ATV930, ATV950, APM), ACCESSORIES
VW3A1102 | GRAPHIC TERMINAL IP54 REMOTE MOUNTING KIT | 1056000 | 960000 | #REF! | Thuy | In Price Book | 5.2 IDVSD: ALTIVAR MACHINE (ATV340), ALTIVAR PROCESS (ATV930, ATV950, APM), ACCESSORIES
VW3A1103 | ACCESSORY FOR IP65 REMOTE MOUNTING KIT | 858000 | 780000 | #REF! | Thuy | In Price Book | 5.2 IDVSD: ALTIVAR MACHINE (ATV340), ALTIVAR PROCESS (ATV930, ATV950, APM), ACCESSORIES
VW3A1104R10 | 1M CABLE FOR REMOTE GRAPHIC TERMINAL | 649000 | 590000 | #REF! | Thuy | In Price Book | 5.2 IDVSD: ALTIVAR MACHINE (ATV340), ALTIVAR PROCESS (ATV930, ATV950, APM), ACCESSORIES
VW3A1104R100 | 10M CABLE FOR REMOTE GRAPHIC TERMINAL | 1050500 | 955000 | #REF! | Thuy | In Price Book | 5.2 IDVSD: ALTIVAR MACHINE (ATV340), ALTIVAR PROCESS (ATV930, ATV950, APM), ACCESSORIES
VW3A1104R30 | 3M CABLE FOR REMOTE GRAPHIC TERMINAL | 781000 | 710000 | #REF! | Thuy | In Price Book | 5.2 IDVSD: ALTIVAR MACHINE (ATV340), ALTIVAR PROCESS (ATV930, ATV950, APM), ACCESSORIES
VW3A1104R50 | 5M CABLE FOR REMOTE GRAPHIC TERMINAL | 770000 | 700000 | #REF! | Thuy | In Price Book | 5.2 IDVSD: ALTIVAR MACHINE (ATV340), ALTIVAR PROCESS (ATV930, ATV950, APM), ACCESSORIES
VW3A1105 | RJ45 FEMALE RJ45 FEMALE ADAPTOR | 845900 | 769000 | #REF! | Thuy | In Price Book | 5.2 IDVSD: ALTIVAR MACHINE (ATV340), ALTIVAR PROCESS (ATV930, ATV950, APM), ACCESSORIES
VW3A1111 | GRAPHIC DISPLAY TERMINAL | 6468000 | 5880000 | #REF! | Thuy | In Price Book | 5.2 IDVSD: ALTIVAR MACHINE (ATV340), ALTIVAR PROCESS (ATV930, ATV950, APM), ACCESSORIES
VW3A1112 | DOOR MOUNTING KIT FOR GRAPHIC KEYPAD | 1518000 | 1380000 | #REF! | Thuy | In Price Book | 5.2 IDVSD: ALTIVAR MACHINE (ATV340), ALTIVAR PROCESS (ATV930, ATV950, APM), ACCESSORIES
28900 | INS40 3P | 1768800 | 1608000 | #REF! | Truc | In Price Book | 4.4 CIRCUIT PROTECTION <=1000A
28901 | INS40 4P | 2290200 | 2082000 | #REF! | Truc | In Price Book | 4.4 CIRCUIT PROTECTION <=1000A
28902 | INS63 3P | 2044900 | 1859000 | #REF! | Truc | In Price Book | 4.4 CIRCUIT PROTECTION <=1000A
28903 | INS63 4P | 2362800 | 2148000 | #REF! | Truc | In Price Book | 4.4 CIRCUIT PROTECTION <=1000A
28904 | INS80 3P | 2325400 | 2114000 | #REF! | Truc | In Price Book | 4.4 CIRCUIT PROTECTION <=1000A
28905 | INS80 4P | 2587200 | 2352000 | #REF! | Truc | In Price Book | 4.4 CIRCUIT PROTECTION <=1000A
28908 | INS100 3P | 2923800 | 2658000 | #REF! | Truc | In Price Book | 4.4 CIRCUIT PROTECTION <=1000A
28909 | INS100 4P | 3260400 | 2964000 | #REF! | Truc | In Price Book | 4.4 CIRCUIT PROTECTION <=1000A
28910 | INS125 3P | 3161400 | 2874000 | #REF! | Truc | In Price Book | 4.4 CIRCUIT PROTECTION <=1000A
28911 | INS125 4P | 3482600 | 3166000 | #REF! | Truc | In Price Book | 4.4 CIRCUIT PROTECTION <=1000A
28912 | INS160 3P | 3558500 | 3235000 | #REF! | Truc | In Price Book | 4.4 CIRCUIT PROTECTION <=1000A
28913 | INS160 4P | 3836800 | 3488000 | #REF! | Truc | In Price Book | 4.4 CIRCUIT PROTECTION <=1000A
29352 | electrical interlocking IVE 48 to 415 V | 10706300 | 9733000 | #REF! | Truc | In Price Book | 4.4 CIRCUIT PROTECTION <=1000A
29370 | REMOVABLE TOGGLE PADLOCK. DEVICE(NS80/63 | 312400 | 284000 | #REF! | Truc | In Price Book | 4.4 CIRCUIT PROTECTION <=1000A
29450 | 1 AUX.SWITCH C/O CONTACT OF/SDE/SDV(NS80 | 799700 | 727000 | #REF! | Truc | In Price Book | 4.4 CIRCUIT PROTECTION <=1000A
29470 | ACP AND AUTO BA 220V/240VAC 50HZ (NS | 40230300 | 36573000 | #REF! | Truc | In Price Book | 4.4 CIRCUIT PROTECTION <=1000A
29471 | ACP AND AUTO BA 380/415VAC 440V 60HZ | 40230300 | 36573000 | #REF! | Truc | In Price Book | 4.4 CIRCUIT PROTECTION <=1000A
29472 | ACP AND AUTO UA 220V/240VAC 50HZ (NS | 48357100 | 43961000 | #REF! | Truc | In Price Book | 4.4 CIRCUIT PROTECTION <=1000A
29473 | ACP AND AUTO UA 380/415VAC 440V 60HZ | 48357100 | 43961000 | #REF! | Truc | In Price Book | 4.4 CIRCUIT PROTECTION <=1000A
31100 | INTERPACT INS250-100A 3P | 4125000 | 3750000 | #REF! | Truc | In Price Book | 4.4 CIRCUIT PROTECTION <=1000A
31101 | INTERPACT INS250-100A 4P | 6178700 | 5617000 | #REF! | Truc | In Price Book | 4.4 CIRCUIT PROTECTION <=1000A
31102 | INTERPACT INS250-200A 3P SWITCH | 4919200 | 4472000 | #REF! | Truc | In Price Book | 4.4 CIRCUIT PROTECTION <=1000A
31103 | INTERPACT INS250-200A 4P SWITCH | 7271000 | 6610000 | #REF! | Truc | In Price Book | 4.4 CIRCUIT PROTECTION <=1000A
31104 | INTERPACT INS250-160A 3P | 4634300 | 4213000 | #REF! | Truc | In Price Book | 4.4 CIRCUIT PROTECTION <=1000A
31105 | INS250 160A 4P | 6974000 | 6340000 | #REF! | Truc | In Price Book | 4.4 CIRCUIT PROTECTION <=1000A
31106 | INS250 3P | 5082000 | 4620000 | #REF! | Truc | In Price Book | 4.4 CIRCUIT PROTECTION <=1000A
31107 | INS250 4P | 7538300 | 6853000 | #REF! | Truc | In Price Book | 4.4 CIRCUIT PROTECTION <=1000A
31108 | INS320 3P | 8489800 | 7718000 | #REF! | Truc | In Price Book | 4.4 CIRCUIT PROTECTION <=1000A
31109 | INS320 4P | 13644400 | 12404000 | #REF! | Truc | In Price Book | 4.4 CIRCUIT PROTECTION <=1000A
31110 | INS400 3P | 9175100 | 8341000 | #REF! | Truc | In Price Book | 4.4 CIRCUIT PROTECTION <=1000A
31111 | INS400 4P | 14721300 | 13383000 | #REF! | Truc | In Price Book | 4.4 CIRCUIT PROTECTION <=1000A
31112 | INTERPACT INS500 3P | 12832600 | 11666000 | #REF! | Truc | In Price Book | 4.4 CIRCUIT PROTECTION <=1000A
31113 | INTERPACT INS500 4P | 14742200 | 13402000 | #REF! | Truc | In Price Book | 4.4 CIRCUIT PROTECTION <=1000A
31114 | INS630 3P | 14423200 | 13112000 | #REF! | Truc | In Price Book | 4.4 CIRCUIT PROTECTION <=1000A
31115 | INS630 4P | 16606700 | 15097000 | #REF! | Truc | In Price Book | 4.4 CIRCUIT PROTECTION <=1000A
31330 | INTERPACT INS800 3P BLACK HENDLE | 34072500 | 30975000 | #REF! | Truc | In Price Book | 4.4 CIRCUIT PROTECTION <=1000A
31331 | INTERPACT INS800 4P BLACK HANDLE | 49049000 | 44590000 | #REF! | Truc | In Price Book | 4.4 CIRCUIT PROTECTION <=1000A
31332 | INTERPACT INS1000,3P FIXED WITH BLACK HA | 38173300 | 34703000 | #REF! | Truc | In Price Book | 4.4 CIRCUIT PROTECTION <=1000A
31333 | INTERPACT INS1000 4P FIXED WITH BLACK H | 51333700 | 46667000 | #REF! | Truc | In Price Book | 4.4 CIRCUIT PROTECTION <=1000A
31334 | INTERPACT INS1250 WITH BLACK HANDLE | 45478400 | 41344000 | #REF! | Truc | In Price Book | 4.2 CIRCUIT PROTECTION >1000A
31335 | INTERPACT INS1250 4P BLACK HANDLE | 56732500 | 51575000 | #REF! | Truc | In Price Book | 4.2 CIRCUIT PROTECTION >1000A
31336 | INTERPACT INS1600 3P WITH BLACK HANDLE | 52045400 | 47314000 | #REF! | Truc | In Price Book | 4.2 CIRCUIT PROTECTION >1000A
31342 | INTERPACT INS630B 3P STANDARD | 31301600 | 28456000 | #REF! | Truc | In Price Book | 4.4 CIRCUIT PROTECTION <=1000A
31343 | INTERPACT INS630B 4P STANDARD | 47949000 | 43590000 | #REF! | Truc | In Price Book | 4.4 CIRCUIT PROTECTION <=1000A
33195 | ADDITIONAL TOGGLE EXTENSION FOR NS630B/1 | 347600 | 316000 | #REF! | Truc | In Price Book | 4.4 CIRCUIT PROTECTION <=1000A
33200 | CABLE-TYPE INTERLOCKING PLATE FOR FIXED | 7791300 | 7083000 | #REF! | Truc | In Price Book | 4.4 CIRCUIT PROTECTION <=1000A
33201 | CABLE-TYPE INTERLOCKING PLATE FOR D/O BR | 7791300 | 7083000 | #REF! | Truc | In Price Book | 4.4 CIRCUIT PROTECTION <=1000A
33209 | 1 SET OF 2 INTERLOCK CABLES | 5199700 | 4727000 | #REF! | Truc | In Price Book | 4.4 CIRCUIT PROTECTION <=1000A
33512 | MICROLOGIC 5.0 A FOR FIXED | 7543800 | 6858000 | #REF! | Truc | In Price Book | Do not sell in loose component. Added value
33513 | MICROLOGIC 6.0 A FOR FIXED | 21303700 | 19367000 | #REF! | Truc | In Price Book | Do not sell in loose component. Added value
33514 | MICROLOGIC 7.0 A FOR FIXED | 27318500 | 24835000 | #REF! | Truc | In Price Book | Do not sell in loose component. Added value
33532 | MICROLOGIC 5.0 A FOR DRAWOUT | 7770400 | 7064000 | #REF! | Truc | In Price Book | Do not sell in loose component. Added value
33534 | MICROLOGIC 7.0 A FOR DRAWOUT | 27318500 | 24835000 | #REF! | Truc | In Price Book | Do not sell in loose component. Added value
33535 | MICROLOGIC 2.0 E for Compact NS630b to 3200 fixed | 8698800 | 7908000 | #REF! | Truc | In Price Book | Do not sell in loose component. Added value
33536 | MICROLOGIC 2.0 E for Compact NS630b to 1600 withdrawable | 8486500 | 7715000 | #REF! | Truc | In Price Book | Do not sell in loose component. Added value
33537 | MICROLOGIC 5.0 E for Compact NS630b to 3200 fixed | 9665700 | 8787000 | #REF! | Truc | In Price Book | Do not sell in loose component. Added value
33538 | MICROLOGIC 5.0 E for Compact NS630b to 1600 withdrawable | 9430300 | 8573000 | #REF! | Truc | In Price Book | Do not sell in loose component. Added value
33539 | MICROLOGIC 6.0 E for Compact NS630b to 3200 fixed | 24392500 | 22175000 | #REF! | Truc | In Price Book | Do not sell in loose component. Added value
33540 | MICROLOGIC 6.0 E for Compact NS630b to 1600 withdrawable | 24392500 | 22175000 | #REF! | Truc | In Price Book | Do not sell in loose component. Added value
33573 | RECTANGULOR SENSOR FOR EARTH LEA KAGE PR | 96229100 | 87481000 | #REF! | Truc | In Price Book | 4.4 CIRCUIT PROTECTION <=1000A
33574 | RECTANGULOR SENSOR FOR EARTH LEA KAGE PR | 133659900 | 121509000 | #REF! | Truc | In Price Book | 4.4 CIRCUIT PROTECTION <=1000A
33576 | EXTERNAL SENSOR FOR NEUTRAL AND | 16791500 | 15265000 | #REF! | Truc | In Price Book | 4.4 CIRCUIT PROTECTION <=1000A
33579 | EXTERNAL SENSOR FOR SOURCE GROUND RETURN | 21615000 | 19650000 | #REF! | Truc | In Price Book | 4.4 CIRCUIT PROTECTION <=1000A
33622 | 4P SPREADER 630/1600A | 8050900 | 7319000 | #REF! | Truc | In Price Book | 4.4 CIRCUIT PROTECTION <=1000A
33623 | 4P SPREADER 630/1600A | 8142200 | 7402000 | #REF! | Truc | In Price Book | 4.4 CIRCUIT PROTECTION <=1000A
33642 | 1 VERTICAL CONNECTION ADAPTER | 14069000 | 12790000 | #REF! | Truc | In Price Book | 4.4 CIRCUIT PROTECTION <=1000A
33643 | 1 VERTICAL CONNECTION ADAPTER | 18060900 | 16419000 | #REF! | Truc | In Price Book | 4.4 CIRCUIT PROTECTION <=1000A
33644 | 1 CABLE LUG ADAPTER 4P | 12667600 | 11516000 | #REF! | Truc | In Price Book | 4.4 CIRCUIT PROTECTION <=1000A
33645 | 1 CABLE LUG ADAPTER 4P | 16787100 | 15261000 | #REF! | Truc | In Price Book | 4.4 CIRCUIT PROTECTION <=1000A
33646 | 3 INTERPHASE BARRIERS FOR FRONT CONNECTI | 613800 | 558000 | #REF! | Truc | In Price Book | 4.4 CIRCUIT PROTECTION <=1000A
33659 | MX 024/030 VAC/VDC FOR FIXED BREAKER | 8858300 | 8053000 | #REF! | Truc | In Price Book | 4.4 CIRCUIT PROTECTION <=1000A
33660 | MX 048/060 VAC/VDC FOR FIXED BREAKER | 8858300 | 8053000 | #REF! | Truc | In Price Book | 4.4 CIRCUIT PROTECTION <=1000A
33662 | MX 200/250 VAC/VDC FIXED BREA KER | 8858300 | 8053000 | #REF! | Truc | In Price Book | 4.4 CIRCUIT PROTECTION <=1000A
33664 | MX 380/480 VAC FOR FIXED BREAKER | 8858300 | 8053000 | #REF! | Truc | In Price Book | 4.4 CIRCUIT PROTECTION <=1000A
33668 | MN 024/030 VAC/VDC FOR FIXED BREAKER | 8858300 | 8053000 | #REF! | Truc | In Price Book | 4.4 CIRCUIT PROTECTION <=1000A
33671 | MN 200/250 VAC/VDC FOR FIXED BREAKER | 8858300 | 8053000 | #REF! | Truc | In Price Book | 4.4 CIRCUIT PROTECTION <=1000A
33673 | MN 380/480 VAC FOR FIXED BREAKER | 8858300 | 8053000 | #REF! | Truc | In Price Book | 4.4 CIRCUIT PROTECTION <=1000A
33682 | ADJUSTABLE DELAY UNIT FOR MN 200/250 VAC | 8858300 | 8053000 | #REF! | Truc | In Price Book | 4.4 CIRCUIT PROTECTION <=1000A
33751 | CONNECTED POSITION CONTACT | 1185800 | 1078000 | #REF! | Truc | In Price Book | 4.4 CIRCUIT PROTECTION <=1000A
33752 | TEST POSITION CONTACT | 1185800 | 1078000 | #REF! | Truc | In Price Book | 4.4 CIRCUIT PROTECTION <=1000A
33753 | dISCONNECTED POSITION CONTACT | 1185800 | 1078000 | #REF! | Truc | In Price Book | 4.4 CIRCUIT PROTECTION <=1000A
33767 | BREAKER MISMATCH PROTECTION | 2511300 | 2283000 | #REF! | Truc | In Price Book | 4.4 CIRCUIT PROTECTION <=1000A
33786 | DOOR INTERLOCK (RIGHT-HAND SIDE OF CHASS | 2637800 | 2398000 | #REF! | Truc | In Price Book | 4.4 CIRCUIT PROTECTION <=1000A
33810 | MX 024/030 VAC/VDC FOR DRAWOUT BREAKER | 9771300 | 8883000 | #REF! | Truc | In Price Book | 4.4 CIRCUIT PROTECTION <=1000A
33813 | MX 200/250 VAC/VDC FOR DRAWOUT BREAKER | 9771300 | 8883000 | #REF! | Truc | In Price Book | 4.4 CIRCUIT PROTECTION <=1000A
33815 | MX 380/480 VAC FOR DRAWOUT BREAKER | 9771300 | 8883000 | #REF! | Truc | In Price Book | 4.4 CIRCUIT PROTECTION <=1000A
33819 | MN 024/030 VAC/VDC FOR DRAWOUT BREAKER | 9771300 | 8883000 | #REF! | Truc | In Price Book | 4.4 CIRCUIT PROTECTION <=1000A
33822 | MN 200/250 VAC/VDC FOR DRAWOUT BREAKER | 9771300 | 8883000 | #REF! | Truc | In Price Book | 4.4 CIRCUIT PROTECTION <=1000A
33824 | MN 380/480 VAC FOR DRAWOUT BREAKER | 9771300 | 8883000 | #REF! | Truc | In Price Book | 4.4 CIRCUIT PROTECTION <=1000A
33863 | STANDARD BLACK DIRECT ROTARY HAN DLE | 4012800 | 3648000 | #REF! | Truc | In Price Book | 4.4 CIRCUIT PROTECTION <=1000A
33878 | STANDARD EXTENDED ROTARY HANDLE | 7663700 | 6967000 | #REF! | Truc | In Price Book | 4.4 CIRCUIT PROTECTION <=1000A
33890 | INTERLOCKING KIT FOR 2 BREAKERS WITH ROT | 6029100 | 5481000 | #REF! | Truc | In Price Book | 4.4 CIRCUIT PROTECTION <=1000A
33912 | ROD-TYPE INTERLOCKING 2 FIXED BREAKERS | 15990700 | 14537000 | #REF! | Truc | In Price Book | 4.4 CIRCUIT PROTECTION <=1000A
34035 | EXTERNAL SENSOR FOR NEUTRAL OR EARTH FLT | 20169600 | 18336000 | #REF! | Truc | In Price Book | 4.4 CIRCUIT PROTECTION <=1000A
34036 | EXTERNAL SENSOR FOR NEUTRAL OR EARTH FLT | 27251400 | 24774000 | #REF! | Truc | In Price Book | 4.4 CIRCUIT PROTECTION <=1000A
41940 | RONIS LOCK 1351 (NS100/630- C1251/IN1000 | 1719300 | 1563000 | #REF! | Truc | In Price Book | 4.4 CIRCUIT PROTECTION <=1000A
41950 | 2 RONIS LOCKS 1351(1 KEY) NS100/630 C801 | 3688300 | 3353000 | #REF! | Truc | In Price Book | 4.4 CIRCUIT PROTECTION <=1000A
44936 | PADLOCKING DEVICE C125/C1251NHL | 548900 | 499000 | #REF! | Truc | In Price Book | 4.4 CIRCUIT PROTECTION <=1000A
47280 | MICROLOGIC 2.0 E for MASTERPACT NT/NW fixed | 8486500 | 7715000 | #REF! | Truc | In Price Book | Do not sell in loose component. Added value
47281 | MICROLOGIC 2.0 E for MASTERPACT NT withdrawable | 8486500 | 7715000 | #REF! | Truc | In Price Book | Do not sell in loose component. Added value
47283 | MICROLOGIC 5.0 E for MASTERPACT NT/NW fixed | 9430300 | 8573000 | #REF! | Truc | In Price Book | Do not sell in loose component. Added value
47284 | MICROLOGIC 5.0 E for MASTERPACT NT withdrawable | 9430300 | 8573000 | #REF! | Truc | In Price Book | Do not sell in loose component. Added value
47285 | MICROLOGIC 5.0 A FOR FIXED | 7543800 | 6858000 | #REF! | Truc | In Price Book | Do not sell in loose component. Added value
47287 | MICROLOGIC 7.0 FOR FIXED | 27318500 | 24835000 | #REF! | Truc | In Price Book | Do not sell in loose component. Added value
47288 | MICROLOGIC 6.0 E for MASTERPACT NT/NW fixed | 24392500 | 22175000 | #REF! | Truc | In Price Book | Do not sell in loose component. Added value
47289 | MICROLOGIC 5.0 P FOR FIXED | 38912500 | 35375000 | #REF! | Truc | In Price Book | Do not sell in loose component. Added value
47290 | MICROLOGIC 6.0 P FOR FIXED | 50883800 | 46258000 | #REF! | Truc | In Price Book | Do not sell in loose component. Added value
47291 | MICROLOGIC 7.0 P FOR FIXED | 61061000 | 55510000 | #REF! | Truc | In Price Book | Do not sell in loose component. Added value
47292 | MICROLOGIC 6.0 E for MASTERPACT NT withdrawable | 24392500 | 22175000 | #REF! | Truc | In Price Book | Do not sell in loose component. Added value
47297 | MICROLOGIC 5.0 P FOR DRAWOUT | 38912500 | 35375000 | #REF! | Truc | In Price Book | Do not sell in loose component. Added value
47298 | MICROLOGIC 6.0 P FOR DRAWOUT | 50883800 | 46258000 | #REF! | Truc | In Price Book | Do not sell in loose component. Added value
47342 | 1 READY-TO-CLOSE CONTACT FOR FIXED BREAK | 2648800 | 2408000 | #REF! | Truc | In Price Book | 4.4 CIRCUIT PROTECTION <=1000A
47350 | XF 024/030 VAC/VDC FOR FIXED | 9771300 | 8883000 | #REF! | Truc | In Price Book | 4.4 CIRCUIT PROTECTION <=1000A
47353 | XF 200/250 VAC/VDC FOR FIXED BREAKER | 9771300 | 8883000 | #REF! | Truc | In Price Book | 4.4 CIRCUIT PROTECTION <=1000A
47355 | XF 380/480 VAC FOR FIXED | 9771300 | 8883000 | #REF! | Truc | In Price Book | 4.4 CIRCUIT PROTECTION <=1000A
47360 | MX 024/030 VAC/VDC FOR FIXED BREAKER | 9771300 | 8883000 | #REF! | Truc | In Price Book | 4.4 CIRCUIT PROTECTION <=1000A
47363 | MX 200/250 VAC/VDC FOR FIXED BREAKER | 9771300 | 8883000 | #REF! | Truc | In Price Book | 4.4 CIRCUIT PROTECTION <=1000A
47365 | MX 380/480 VAC FOR FIXED | 9771300 | 8883000 | #REF! | Truc | In Price Book | 4.4 CIRCUIT PROTECTION <=1000A
47370 | 2ND MX 024/030 VAC/VDC FOR | 9771300 | 8883000 | #REF! | Truc | In Price Book | 4.4 CIRCUIT PROTECTION <=1000A
47373 | 2ND MX 200/250 VAC/VDC FOR FIXED BREAKER | 9771300 | 8883000 | #REF! | Truc | In Price Book | 4.4 CIRCUIT PROTECTION <=1000A
47375 | 2ND MX 380/480 VAC FOR FIXED | 9771300 | 8883000 | #REF! | Truc | In Price Book | 4.4 CIRCUIT PROTECTION <=1000A
47380 | MN 024/030 VAC/VDC FOR FIXED BREAKER | 9771300 | 8883000 | #REF! | Truc | In Price Book | 4.4 CIRCUIT PROTECTION <=1000A
47383 | MN 200/250 VAC/VDC FOR FIXED BREAKER | 9771300 | 8883000 | #REF! | Truc | In Price Book | 4.4 CIRCUIT PROTECTION <=1000A
47385 | MN 380/480 VAC FOR FIXED | 9771300 | 8883000 | #REF! | Truc | In Price Book | 4.4 CIRCUIT PROTECTION <=1000A
47390 | Motor Mechanism MCH 24VDC | 26626600 | 24206000 | #REF! | Truc | In Price Book | 4.4 CIRCUIT PROTECTION <=1000A
47396 | GEAR MOTOR 200/240 VAC FOR FIXED BREAKER | 26626600 | 24206000 | #REF! | Truc | In Price Book | 4.4 CIRCUIT PROTECTION <=1000A
47400 | GEAR MOTOR 440/480 VAC FOR | 26626600 | 24206000 | #REF! | Truc | In Price Book | 4.4 CIRCUIT PROTECTION <=1000A
47432 | READY-TO-CLOSE CONTACT FOR DRAWOUT BREAK | 2648800 | 2408000 | #REF! | Truc | In Price Book | 4.4 CIRCUIT PROTECTION <=1000A
47440 | XF 024/030 VAC/VDC FOR DRAWOUT | 9771300 | 8883000 | #REF! | Truc | In Price Book | 4.4 CIRCUIT PROTECTION <=1000A
47443 | XF 200/250 VAC/VDC FOR DRAWOUT BREAKER | 9771300 | 8883000 | #REF! | Truc | In Price Book | 4.4 CIRCUIT PROTECTION <=1000A
47445 | XF 380/480 VAC FOR DRAWOUT | 9771300 | 8883000 | #REF! | Truc | In Price Book | 4.4 CIRCUIT PROTECTION <=1000A
47450 | 2ND MX 024/030 VAC/VDC FOR | 9771300 | 8883000 | #REF! | Truc | In Price Book | 4.4 CIRCUIT PROTECTION <=1000A
47453 | 2ND MX 200/250 VAC/VDC FOR DRAWOUT BREAK | 9771300 | 8883000 | #REF! | Truc | In Price Book | 4.4 CIRCUIT PROTECTION <=1000A
47455 | 2ND MX 380/480 VAC FOR DRAWOUT | 9771300 | 8883000 | #REF! | Truc | In Price Book | 4.4 CIRCUIT PROTECTION <=1000A
47460 | GEAR MOTOR 024/030 VDC FOR | 26626600 | 24206000 | #REF! | Truc | In Price Book | 4.4 CIRCUIT PROTECTION <=1000A
47466 | GEAR MOTOR 200/240 VAC FOR DRAWOUT BREAK | 26626600 | 24206000 | #REF! | Truc | In Price Book | 4.4 CIRCUIT PROTECTION <=1000A
47468 | GEAR MOTOR 277/415 VAC FOR | 26626600 | 24206000 | #REF! | Truc | In Price Book | 4.4 CIRCUIT PROTECTION <=1000A
47512 | BPFE ELECTRICAL CLOSING PUSHBUTTON | 5655100 | 5141000 | #REF! | Truc | In Price Book | 4.4 CIRCUIT PROTECTION <=1000A
47926 | CABLE-TYPE INTERLOCK PLATE FOR FIXED OR | 7641700 | 6947000 | #REF! | Truc | In Price Book | 4.4 CIRCUIT PROTECTION <=1000A
48182 | EXTERNAL SENSOR FOR NEUTRAL OR EARTH FLT | 41758200 | 37962000 | #REF! | Truc | In Price Book | 4.4 CIRCUIT PROTECTION <=1000A
48198 | BLOCK OF 4 OF CONTACTS FOR FIXED BREAKER | 2935900 | 2669000 | #REF! | Truc | In Price Book | 4.4 CIRCUIT PROTECTION <=1000A
48203 | REMOTE RESET 200/240 VAC FOR FIXED BREAK | 4780600 | 4346000 | #REF! | Truc | In Price Book | 4.4 CIRCUIT PROTECTION <=1000A
48206 | GEAR MOTOR 024/030 VDC FOR | 26626600 | 24206000 | #REF! | Truc | In Price Book | 4.4 CIRCUIT PROTECTION <=1000A
48212 | GEAR MOTOR 200/240 VAC FOR FIXED BREAKER | 26626600 | 24206000 | #REF! | Truc | In Price Book | 4.4 CIRCUIT PROTECTION <=1000A
48214 | GEAR MOTOR 380/415 VAC FOR | 26626600 | 24206000 | #REF! | Truc | In Price Book | 4.4 CIRCUIT PROTECTION <=1000A
48361 | MICROLOGIC 6.0 A FOR DRAWOUT BREAKER | 20683300 | 18803000 | #REF! | Truc | In Price Book | Do not sell in loose component. Added value
48362 | MICROLOGIC 7.0 A FOR DRAWOUT | 27318500 | 24835000 | #REF! | Truc | In Price Book | Do not sell in loose component. Added value
48363 | MICROLOGIC 5.0 P FOR DRAWOUT BREAKER | 38912500 | 35375000 | #REF! | Truc | In Price Book | Do not sell in loose component. Added value
48364 | MICROLOGIC 6.0 P FOR DRAWOUT | 50883800 | 46258000 | #REF! | Truc | In Price Book | Do not sell in loose component. Added value
48365 | MICROLOGIC 7.0 P FOR DRAWOUT | 61061000 | 55510000 | #REF! | Truc | In Price Book | Do not sell in loose component. Added value
48468 | BLOCK OF 4 OF CONTACTS FOR DRAWOUT BREAK | 2935900 | 2669000 | #REF! | Truc | In Price Book | 4.4 CIRCUIT PROTECTION <=1000A
48469 | 1 READY-TO-CLOSE CONTACT FOR NW/NT D/O | 2648800 | 2408000 | #REF! | Truc | In Price Book | 4.4 CIRCUIT PROTECTION <=1000A
48473 | REMOTE RESET 200/250 VAC FOR | 4780600 | 4346000 | #REF! | Truc | In Price Book | 4.4 CIRCUIT PROTECTION <=1000A
48481 | XF 024/030 VAC/VDC FOR DRAWOUT BREAKER | 9771300 | 8883000 | #REF! | Truc | In Price Book | 4.4 CIRCUIT PROTECTION <=1000A
48484 | XF 200/250 VAC/VDC FOR DRAWOUT BREAKER | 9771300 | 8883000 | #REF! | Truc | In Price Book | 4.4 CIRCUIT PROTECTION <=1000A
48486 | XF 380/480 VAC FOR DRAWOUT | 9771300 | 8883000 | #REF! | Truc | In Price Book | 4.4 CIRCUIT PROTECTION <=1000A
48491 | MX 024/030 VAC/VDC FOR DRAWOUT BREAKER | 9771300 | 8883000 | #REF! | Truc | In Price Book | 4.4 CIRCUIT PROTECTION <=1000A
48494 | MX 200/250 VAC/VDC FOR DRAWOUT BREAKER | 9771300 | 8883000 | #REF! | Truc | In Price Book | 4.4 CIRCUIT PROTECTION <=1000A
48496 | MX 380/480 VAC FOR DRAWOUT | 9771300 | 8883000 | #REF! | Truc | In Price Book | 4.4 CIRCUIT PROTECTION <=1000A
48498 | MICROLOGIC 2.0 E for MASTERPACT NW withdrawable | 8741700 | 7947000 | #REF! | Truc | In Price Book | Do not sell in loose component. Added value
48499 | MICROLOGIC 5.0 E for MASTERPACT NW withdrawable | 9713000 | 8830000 | #REF! | Truc | In Price Book | Do not sell in loose component. Added value
48501 | MN 024/030 VAC/VDC FOR DRAWOUT BREAKER | 9771300 | 8883000 | #REF! | Truc | In Price Book | 4.4 CIRCUIT PROTECTION <=1000A
48504 | MN 200/250 VAC/VDC FOR DRAWOUT BREAKER | 9771300 | 8883000 | #REF! | Truc | In Price Book | 4.4 CIRCUIT PROTECTION <=1000A
48506 | MN 380/480 VAC FOR DRAWOUT | 9771300 | 8883000 | #REF! | Truc | In Price Book | 4.4 CIRCUIT PROTECTION <=1000A
48511 | 2ND MX 024/030 VAC/VDC FOR | 9771300 | 8883000 | #REF! | Truc | In Price Book | 4.4 CIRCUIT PROTECTION <=1000A
48514 | 2ND MX 200/250 VAC/VDC FOR DRAWOUT BREAK | 9771300 | 8883000 | #REF! | Truc | In Price Book | 4.4 CIRCUIT PROTECTION <=1000A
48521 | GEAR MOTOR 024/030 VDC FOR DRAWOUT BREAK | 26626600 | 24206000 | #REF! | Truc | In Price Book | 4.4 CIRCUIT PROTECTION <=1000A
48527 | GEAR MOTOR 200/240 VAC FOR DRAWOUT BREAK | 26626600 | 24206000 | #REF! | Truc | In Price Book | 4.4 CIRCUIT PROTECTION <=1000A
48529 | GEAR MOTOR 380/415 VAC FOR | 26626600 | 24206000 | #REF! | Truc | In Price Book | 4.4 CIRCUIT PROTECTION <=1000A
48534 | BPFE ELECTRICAL CLOSING PUSHBUTTON | 2262700 | 2057000 | #REF! | Truc | In Price Book | 4.4 CIRCUIT PROTECTION <=1000A
48579 | DOOR INTERLOCK (RIGHT-HAND SIDE OF CHASS | 2714800 | 2468000 | #REF! | Truc | In Price Book | 4.4 CIRCUIT PROTECTION <=1000A
48580 | DOOR INTERLOCK (LEFT-HAND SIDE OF CHASSI | 3000800 | 2728000 | #REF! | Truc | In Price Book | 4.4 CIRCUIT PROTECTION <=1000A
48582 | RACKING INTERLOCK (LOCKOUT WITH DOOR OPE | 975700 | 887000 | #REF! | Truc | In Price Book | 4.4 CIRCUIT PROTECTION <=1000A
48601 | ESCUTCHEON FOR FIXED BREAKER | 1518000 | 1380000 | #REF! | Truc | In Price Book | 4.4 CIRCUIT PROTECTION <=1000A
48603 | ESCUTCHEON FOR DRAWOUT BREAKER | 1672000 | 1520000 | #REF! | Truc | In Price Book | 4.4 CIRCUIT PROTECTION <=1000A
48604 | TRANSPARENT COVER FOR ESCUTCHEON ON DRAW | 15374700 | 13977000 | #REF! | Truc | In Price Book | 4.4 CIRCUIT PROTECTION <=1000A
48605 | ESCUTCHEON BLANKING PLATE | 3192200 | 2902000 | #REF! | Truc | In Price Book | 4.4 CIRCUIT PROTECTION <=1000A
48608 | CABLETYPE INTERLOC. 3 FI OR D/O BREAKERS | 41608600 | 37826000 | #REF! | Truc | In Price Book | 4.4 CIRCUIT PROTECTION <=1000A
48609 | CABLETYPE INTERLOC. 3 FI OR D/O BREAKERS | 41608600 | 37826000 | #REF! | Truc | In Price Book | 4.4 CIRCUIT PROTECTION <=1000A
48610 | CABLETYPE INTERLOC. 3 FI OR D/O BREAKERS | 41608600 | 37826000 | #REF! | Truc | In Price Book | 4.4 CIRCUIT PROTECTION <=1000A
48612 | ROD-TYPE INTERLOCKING FOR 2 FIXED OR DRA | 16458200 | 14962000 | #REF! | Truc | In Price Book | 4.4 CIRCUIT PROTECTION <=1000A
48891 | MDGF SUMMING MODULE | 28652800 | 26048000 | #REF! | Truc | In Price Book | 4.4 CIRCUIT PROTECTION <=1000A
54655 | ADAPTATION KIT UA/BA | 7112600 | 6466000 | #REF! | Truc | In Price Book | 4.4 CIRCUIT PROTECTION <=1000A
65290 | MICROLOGIC 5.0 P FOR FIXED COMPACT NS | 38912500 | 35375000 | #REF! | Truc | In Price Book | Do not sell in loose component. Added value
65291 | MICROLOGIC 6.0 P FOR FIXED COMPACT NS | 50883800 | 46258000 | #REF! | Truc | In Price Book | Do not sell in loose component. Added value
65292 | MICROLOGIC 7.0 P FOR FIXED COMPACT NS | 61061000 | 55510000 | #REF! | Truc | In Price Book | Do not sell in loose component. Added value
65293 | MICROLOGIC 5.0 P FOR DRAWOUT BREAKER COM | 38912500 | 35375000 | #REF! | Truc | In Price Book | Do not sell in loose component. Added value
65294 | MICROLOGIC 6.0 P FOR DRAWOUT BREAKER COM | 50883800 | 46258000 | #REF! | Truc | In Price Book | Do not sell in loose component. Added value
65305 | MICROLOGIC 5.0 A FOR NT DRAWOUT BREAKER | 7543800 | 6858000 | #REF! | Truc | In Price Book | Do not sell in loose component. Added value
65306 | MICROLOGIC 6.0 A FOR NT DRAWOUT BREAKER | 20683300 | 18803000 | #REF! | Truc | In Price Book | Do not sell in loose component. Added value
65307 | MICROLOGIC 7.0 A FOR NT DRAWOUT BREAKER | 27318500 | 24835000 | #REF! | Truc | In Price Book | Do not sell in loose component. Added value
ATSNS06bH3E2 | ATS NS 630A-B H 3P ELE MLOGIC 2 | 247815700 | 225287000 | #REF! | Truc | In Price Book | 4.4 CIRCUIT PROTECTION <=1000A
ATSNS06bH4E2 | ATS NS 630A-B H 4P ELE MLOGIC 2 | 293500900 | 266819000 | #REF! | Truc | In Price Book | 4.4 CIRCUIT PROTECTION <=1000A
ATSNS06bN3E2 | ATS NS 630A-B N 3P ELE MLOGIC 2 | 234059100 | 212781000 | #REF! | Truc | In Price Book | 4.4 CIRCUIT PROTECTION <=1000A
ATSNS06bN4E2 | ATS NS 630A-B N 4P ELE MLOGIC 2 | 268986300 | 244533000 | #REF! | Truc | In Price Book | 4.4 CIRCUIT PROTECTION <=1000A
ATSNS080H3E2 | ATS NS 800A H 3P ELE MLOGIC 2 | 253711700 | 230647000 | #REF! | Truc | In Price Book | 4.4 CIRCUIT PROTECTION <=1000A
ATSNS080H4E2 | ATS NS 800A H 4P ELE MLOGIC 2 | 302963100 | 275421000 | #REF! | Truc | In Price Book | 4.4 CIRCUIT PROTECTION <=1000A
ATSNS080N3E2 | ATS NS 800A N 3P ELE MLOGIC 2 | 242771100 | 220701000 | #REF! | Truc | In Price Book | 4.4 CIRCUIT PROTECTION <=1000A
ATSNS080N4E2 | ATS NS 800A N 4P ELE MLOGIC 2 | 282328200 | 256662000 | #REF! | Truc | In Price Book | 4.4 CIRCUIT PROTECTION <=1000A
ATSNS100H3E2 | ATS NS 1000A H 3P ELE MLOGIC 2 | 272984800 | 248168000 | #REF! | Truc | In Price Book | 4.4 CIRCUIT PROTECTION <=1000A
ATSNS100H4E2 | ATS NS 1000A H 4P ELE MLOGIC 2 | 318477500 | 289525000 | #REF! | Truc | In Price Book | 4.4 CIRCUIT PROTECTION <=1000A
ATSNS100N3E2 | ATS NS 1000A N 3P ELE MLOGIC 2 | 249046600 | 226406000 | #REF! | Truc | In Price Book | 4.4 CIRCUIT PROTECTION <=1000A
ATSNS100N4E2 | ATS NS 1000A N 4P ELE MLOGIC 2 | 297420200 | 270382000 | #REF! | Truc | In Price Book | 4.4 CIRCUIT PROTECTION <=1000A
ATSNS125H3E2 | ATS NS 1250A H 3P ELE MLOGIC 2 | 317864800 | 288968000 | #REF! | Truc | In Price Book | 4.2 CIRCUIT PROTECTION >1000A
ATSNS125H4E2 | ATS NS 1250A H 4P ELE MLOGIC 2 | 378420900 | 344019000 | #REF! | Truc | In Price Book | 4.2 CIRCUIT PROTECTION >1000A
ATSNS125N3E2 | ATS NS 1250A N 3P ELE MLOGIC 2 | 298480600 | 271346000 | #REF! | Truc | In Price Book | 4.2 CIRCUIT PROTECTION >1000A
ATSNS125N4E2 | ATS NS 1250A N 4P ELE MLOGIC 2 | 361383000 | 328530000 | #REF! | Truc | In Price Book | 4.2 CIRCUIT PROTECTION >1000A
ATSNS160H3E2 | ATS NS 1600A H 3P ELE MLOGIC 2 | 354602600 | 322366000 | #REF! | Truc | In Price Book | 4.2 CIRCUIT PROTECTION >1000A
ATSNS160H4E2 | ATS NS 1600A H 4P ELE MLOGIC 2 | 428612800 | 389648000 | #REF! | Truc | In Price Book | 4.2 CIRCUIT PROTECTION >1000A
ATSNS160N3E2 | ATS NS 1600A N 3P ELE MLOGIC 2 | 331606000 | 301460000 | #REF! | Truc | In Price Book | 4.2 CIRCUIT PROTECTION >1000A
ATSNS160N4E2 | ATS NS 1600A N 4P ELE MLOGIC 2 | 407405900 | 370369000 | #REF! | Truc | In Price Book | 4.2 CIRCUIT PROTECTION >1000A
ATSNSX010F3FTM | ATS NSX 100A F-3P FIX TM-D | 68394700 | 62177000 | #REF! | Truc | In Price Book | 4.4 CIRCUIT PROTECTION <=1000A
ATSNSX010F4FTM | ATS NSX 100A F-4P FIX TM-D | 74003600 | 67276000 | #REF! | Truc | In Price Book | 4.4 CIRCUIT PROTECTION <=1000A
ATSNSX010H3FTM | ATS NSX 100A H-3P FIX TM-D | 70831200 | 64392000 | #REF! | Truc | In Price Book | 4.4 CIRCUIT PROTECTION <=1000A
ATSNSX010H4FTM | ATS NSX 100A H-4P FIX TM-D | 75769100 | 68881000 | #REF! | Truc | In Price Book | 4.4 CIRCUIT PROTECTION <=1000A
ATSNSX016F3FTM | ATS NSX 160A F-3P FIX TM-D | 74060800 | 67328000 | #REF! | Truc | In Price Book | 4.4 CIRCUIT PROTECTION <=1000A
ATSNSX016F4FTM | ATS NSX 160A F-4P FIX TM-D | 81491300 | 74083000 | #REF! | Truc | In Price Book | 4.4 CIRCUIT PROTECTION <=1000A
ATSNSX016H3FTM | ATS NSX 160A H-3P FIX TM-D | 79002000 | 71820000 | #REF! | Truc | In Price Book | 4.4 CIRCUIT PROTECTION <=1000A
ATSNSX016H4FTM | ATS NSX 160A H-4P FIX TM-D | 84272100 | 76611000 | #REF! | Truc | In Price Book | 4.4 CIRCUIT PROTECTION <=1000A
ATSNSX025F3FTM | ATS NSX 250F 3P TRIP UNIT TM250D | 84060900 | 76419000 | #REF! | Truc | In Price Book | 4.4 CIRCUIT PROTECTION <=1000A
ATSNSX025F4FTM | ATS NSX 250A F-4P FIX TM-D | 93802500 | 85275000 | #REF! | Truc | In Price Book | 4.4 CIRCUIT PROTECTION <=1000A
ATSNSX025H3FTM | ATS NSX 250A H-3P FIX TM-D | 90174700 | 81977000 | #REF! | Truc | In Price Book | 4.4 CIRCUIT PROTECTION <=1000A
ATSNSX025H4FTM | ATS NSX 250A H-4P FIX TM-D | 101681800 | 92438000 | #REF! | Truc | In Price Book | 4.4 CIRCUIT PROTECTION <=1000A
ATSNSX040H3FMI2 | ATS NSX 400A H-3P FIX SE | 140308300 | 127553000 | #REF! | Truc | In Price Book | 4.4 CIRCUIT PROTECTION <=1000A
ATSNSX040H4FMI2 | ATS NSX 400A H-4P FIX SE | 149017000 | 135470000 | #REF! | Truc | In Price Book | 4.4 CIRCUIT PROTECTION <=1000A
ATSNSX040N3FMI2 | ATS NSX 400A N-3P FIX SE | 134126300 | 121933000 | #REF! | Truc | In Price Book | 4.4 CIRCUIT PROTECTION <=1000A
ATSNSX040N4FMI2 | ATS NSX 400A N-4P FIX SE | 143777700 | 130707000 | #REF! | Truc | In Price Book | 4.4 CIRCUIT PROTECTION <=1000A
ATSNSX063H3FMI2 | ATS NSX 630A H-3P FIX SE | 155603800 | 141458000 | #REF! | Truc | In Price Book | 4.4 CIRCUIT PROTECTION <=1000A
ATSNSX063H4FMI2 | ATS NSX 630A H-4P FIX SE | 176315700 | 160287000 | #REF! | Truc | In Price Book | 4.4 CIRCUIT PROTECTION <=1000A
ATSNSX063N3FMI2 | ATS NSX 630A N-3P FIX SE | 148646300 | 135133000 | #REF! | Truc | In Price Book | 4.4 CIRCUIT PROTECTION <=1000A
ATSNSX063N4FMI2 | ATS NSX 630A N-4P FIX SE | 161530600 | 146846000 | #REF! | Truc | In Price Book | 4.4 CIRCUIT PROTECTION <=1000A
CA2KN22B7 | K CONTROL RELAY 2NO 2NC 24V AC COIL | 796400 | 724000 | #REF! | Truc | In Price Book | 3.1 TESYS D CONTROL & PROTECTION, TERMINAL BLOCKS, THERMAL MANGEMENT
CA2KN22E7 | ELECTROMAGNETIC RELAY | 796400 | 724000 | #REF! | Truc | In Price Book | 3.1 TESYS D CONTROL & PROTECTION, TERMINAL BLOCKS, THERMAL MANGEMENT
CA2KN22F7 | ELECTROMAGNETIC RELAY | 796400 | 724000 | #REF! | Truc | In Price Book | 3.1 TESYS D CONTROL & PROTECTION, TERMINAL BLOCKS, THERMAL MANGEMENT
CA2KN22M7 | K CONTROL RELAY 2NO 2NC 220V AC COIL | 796400 | 724000 | #REF! | Truc | In Price Book | 3.1 TESYS D CONTROL & PROTECTION, TERMINAL BLOCKS, THERMAL MANGEMENT
CA2KN22P7 | ELECTROMAGNETIC RELAY | 796400 | 724000 | #REF! | Truc | In Price Book | 3.1 TESYS D CONTROL & PROTECTION, TERMINAL BLOCKS, THERMAL MANGEMENT
CA2KN22Q7 | ELECTROMAGNETIC RELAY | 796400 | 724000 | #REF! | Truc | In Price Book | 3.1 TESYS D CONTROL & PROTECTION, TERMINAL BLOCKS, THERMAL MANGEMENT
CA2KN22R7 | ELECTROMAGNETIC RELAY | 796400 | 724000 | #REF! | Truc | In Price Book | 3.1 TESYS D CONTROL & PROTECTION, TERMINAL BLOCKS, THERMAL MANGEMENT
CA2KN22U7 | ELECTROMAGNETIC RELAY | 796400 | 724000 | #REF! | Truc | In Price Book | 3.1 TESYS D CONTROL & PROTECTION, TERMINAL BLOCKS, THERMAL MANGEMENT
CA2KN31B7 | ELECTROMAGNETIC RELAY | 796400 | 724000 | #REF! | Truc | In Price Book | 3.1 TESYS D CONTROL & PROTECTION, TERMINAL BLOCKS, THERMAL MANGEMENT
CA2KN31E7 | K CONTROL RELAY 3NO 1NC 48V AC COIL | 796400 | 724000 | #REF! | Truc | In Price Book | 3.1 TESYS D CONTROL & PROTECTION, TERMINAL BLOCKS, THERMAL MANGEMENT
CA2KN31F7 | K CONTROL RELAY 3NO 1NC 110V AC COIL | 796400 | 724000 | #REF! | Truc | In Price Book | 3.1 TESYS D CONTROL & PROTECTION, TERMINAL BLOCKS, THERMAL MANGEMENT
CA2KN31M7 | ELECTROMAGNETIC RELAY | 796400 | 724000 | #REF! | Truc | In Price Book | 3.1 TESYS D CONTROL & PROTECTION, TERMINAL BLOCKS, THERMAL MANGEMENT
CA2KN31P7 | ELECTROMAGNETIC RELAY | 796400 | 724000 | #REF! | Truc | In Price Book | 3.1 TESYS D CONTROL & PROTECTION, TERMINAL BLOCKS, THERMAL MANGEMENT
CA2KN31U7 | ELECTROMAGNETIC RELAY | 796400 | 724000 | #REF! | Truc | In Price Book | 3.1 TESYS D CONTROL & PROTECTION, TERMINAL BLOCKS, THERMAL MANGEMENT
CA2KN40B7 | ELECTROMAGNETIC RELAY | 796400 | 724000 | #REF! | Truc | In Price Book | 3.1 TESYS D CONTROL & PROTECTION, TERMINAL BLOCKS, THERMAL MANGEMENT
CA2KN40E7 | ELECTROMAGNETIC RELAY | 796400 | 724000 | #REF! | Truc | In Price Book | 3.1 TESYS D CONTROL & PROTECTION, TERMINAL BLOCKS, THERMAL MANGEMENT
CA2KN40F7 | ELECTROMAGNETIC RELAY | 796400 | 724000 | #REF! | Truc | In Price Book | 3.1 TESYS D CONTROL & PROTECTION, TERMINAL BLOCKS, THERMAL MANGEMENT
CA2KN40M7 | ELECTROMAGNETIC RELAY | 796400 | 724000 | #REF! | Truc | In Price Book | 3.1 TESYS D CONTROL & PROTECTION, TERMINAL BLOCKS, THERMAL MANGEMENT
CA2KN40N7 | ELECTROMAGNETIC RELAY | 796400 | 724000 | #REF! | Truc | In Price Book | 3.1 TESYS D CONTROL & PROTECTION, TERMINAL BLOCKS, THERMAL MANGEMENT
CA2KN40P7 | ELECTROMAGNETIC RELAY | 796400 | 724000 | #REF! | Truc | In Price Book | 3.1 TESYS D CONTROL & PROTECTION, TERMINAL BLOCKS, THERMAL MANGEMENT
CA3KN22BD | ELECTROMAGNETIC RELAY | 884400 | 804000 | #REF! | Truc | In Price Book | 3.1 TESYS D CONTROL & PROTECTION, TERMINAL BLOCKS, THERMAL MANGEMENT
CA3KN22FD | K CONTROL RELAY 2NO 2NC 110VDC COIL | 884400 | 804000 | #REF! | Truc | In Price Book | 3.1 TESYS D CONTROL & PROTECTION, TERMINAL BLOCKS, THERMAL MANGEMENT
CA3KN22MD | K CONTROL RELAY 2NO 2NC 220VDC COIL | 884400 | 804000 | #REF! | Truc | In Price Book | 3.1 TESYS D CONTROL & PROTECTION, TERMINAL BLOCKS, THERMAL MANGEMENT
CA3KN22ND | ELECTROMAGNETIC RELAY | 884400 | 804000 | #REF! | Truc | In Price Book | 3.1 TESYS D CONTROL & PROTECTION, TERMINAL BLOCKS, THERMAL MANGEMENT
CA3KN31BD | ELECTROMAGNETIC RELAY | 884400 | 804000 | #REF! | Truc | In Price Book | 3.1 TESYS D CONTROL & PROTECTION, TERMINAL BLOCKS, THERMAL MANGEMENT
CA3KN31ED | ELECTROMAGNETIC RELAY | 884400 | 804000 | #REF! | Truc | In Price Book | 3.1 TESYS D CONTROL & PROTECTION, TERMINAL BLOCKS, THERMAL MANGEMENT
CA3KN31FD | K CONTROL RELAY 3NO 1NC 110VDC COIL | 884400 | 804000 | #REF! | Truc | In Price Book | 3.1 TESYS D CONTROL & PROTECTION, TERMINAL BLOCKS, THERMAL MANGEMENT
CA3KN31MD | ELECTROMAGNETIC RELAY | 884400 | 804000 | #REF! | Truc | In Price Book | 3.1 TESYS D CONTROL & PROTECTION, TERMINAL BLOCKS, THERMAL MANGEMENT
CA3KN40BD | K CONTROL RELAY 4NO 24VDC COIL | 884400 | 804000 | #REF! | Truc | In Price Book | 3.1 TESYS D CONTROL & PROTECTION, TERMINAL BLOCKS, THERMAL MANGEMENT
CA3KN40ED | ELECTROMAGNETIC RELAY | 884400 | 804000 | #REF! | Truc | In Price Book | 3.1 TESYS D CONTROL & PROTECTION, TERMINAL BLOCKS, THERMAL MANGEMENT
CA3KN40FD | ELECTROMAGNETIC RELAY | 884400 | 804000 | #REF! | Truc | In Price Book | 3.1 TESYS D CONTROL & PROTECTION, TERMINAL BLOCKS, THERMAL MANGEMENT
CA3KN40MD | ELECTROMAGNETIC RELAY | 884400 | 804000 | #REF! | Truc | In Price Book | 3.1 TESYS D CONTROL & PROTECTION, TERMINAL BLOCKS, THERMAL MANGEMENT
CA4KN22BW3 | K CONTROL RELAY 2NO 2NC 24V AC LOW CONS | 983400 | 894000 | #REF! | Truc | In Price Book | 3.1 TESYS D CONTROL & PROTECTION, TERMINAL BLOCKS, THERMAL MANGEMENT
CA4KN22FW3 | ELECTROMAGNETIC RELAY | 983400 | 894000 | #REF! | Truc | In Price Book | 3.1 TESYS D CONTROL & PROTECTION, TERMINAL BLOCKS, THERMAL MANGEMENT
CA4KN31BW3 | ELECTROMAGNETIC RELAY | 983400 | 894000 | #REF! | Truc | In Price Book | 3.1 TESYS D CONTROL & PROTECTION, TERMINAL BLOCKS, THERMAL MANGEMENT
CA4KN40BW3 | K CONTROL RELAY 4NO 24V AC LOW CONSUMP | 983400 | 894000 | #REF! | Truc | In Price Book | 3.1 TESYS D CONTROL & PROTECTION, TERMINAL BLOCKS, THERMAL MANGEMENT
CA4KN40FW3 | Cont. Aux. BC PCB | 983400 | 894000 | #REF! | Truc | In Price Book | 3.1 TESYS D CONTROL & PROTECTION, TERMINAL BLOCKS, THERMAL MANGEMENT
CAD32B7 | AUXILIARY CONTACTOR | 1059300 | 963000 | #REF! | Truc | In Price Book | 3.1 TESYS D CONTROL & PROTECTION, TERMINAL BLOCKS, THERMAL MANGEMENT
CAD32BD | AUXILIARY CONTACTOR | 1793000 | 1630000 | #REF! | Truc | In Price Book | 3.1 TESYS D CONTROL & PROTECTION, TERMINAL BLOCKS, THERMAL MANGEMENT
CAD32BL | AUXILIARY CONTACTOR | 1409100 | 1281000 | #REF! | Truc | In Price Book | 3.1 TESYS D CONTROL & PROTECTION, TERMINAL BLOCKS, THERMAL MANGEMENT
CAD32D7 | AUXILIARY CONTACTOR | 1059300 | 963000 | #REF! | Truc | In Price Book | 3.1 TESYS D CONTROL & PROTECTION, TERMINAL BLOCKS, THERMAL MANGEMENT
CAD32E7 | AUXILIARY CONTACTOR | 1059300 | 963000 | #REF! | Truc | In Price Book | 3.1 TESYS D CONTROL & PROTECTION, TERMINAL BLOCKS, THERMAL MANGEMENT
CAD32ED | AUXILIARY CONTACTOR | 1793000 | 1630000 | #REF! | Truc | In Price Book | 3.1 TESYS D CONTROL & PROTECTION, TERMINAL BLOCKS, THERMAL MANGEMENT
CAD32EL | AUXILIARY CONTACTOR | 1409100 | 1281000 | #REF! | Truc | In Price Book | 3.1 TESYS D CONTROL & PROTECTION, TERMINAL BLOCKS, THERMAL MANGEMENT
CAD32F7 | AUXILIARY CONTACTOR | 1059300 | 963000 | #REF! | Truc | In Price Book | 3.1 TESYS D CONTROL & PROTECTION, TERMINAL BLOCKS, THERMAL MANGEMENT
CAD32FD | AUXILIARY CONTACTOR | 1793000 | 1630000 | #REF! | Truc | In Price Book | 3.1 TESYS D CONTROL & PROTECTION, TERMINAL BLOCKS, THERMAL MANGEMENT
CAD32G7 | AUXILIARY CONTACTOR | 1059300 | 963000 | #REF! | Truc | In Price Book | 3.1 TESYS D CONTROL & PROTECTION, TERMINAL BLOCKS, THERMAL MANGEMENT
CAD32GD | AUXILIARY CONTACTOR | 1793000 | 1630000 | #REF! | Truc | In Price Book | 3.1 TESYS D CONTROL & PROTECTION, TERMINAL BLOCKS, THERMAL MANGEMENT
CAD32M7 | AUXILIARY CONTACTOR | 1059300 | 963000 | #REF! | Truc | In Price Book | 3.1 TESYS D CONTROL & PROTECTION, TERMINAL BLOCKS, THERMAL MANGEMENT
CAD32MD | AUXILIARY CONTACTOR | 1793000 | 1630000 | #REF! | Truc | In Price Book | 3.1 TESYS D CONTROL & PROTECTION, TERMINAL BLOCKS, THERMAL MANGEMENT
CAD32N7 | AUXILIARY CONTACTOR | 1059300 | 963000 | #REF! | Truc | In Price Book | 3.1 TESYS D CONTROL & PROTECTION, TERMINAL BLOCKS, THERMAL MANGEMENT
CAD32P7 | AUXILIARY CONTACTOR | 1059300 | 963000 | #REF! | Truc | In Price Book | 3.1 TESYS D CONTROL & PROTECTION, TERMINAL BLOCKS, THERMAL MANGEMENT
CAD32Q7 | AUXILIARY CONTACTOR | 1059300 | 963000 | #REF! | Truc | In Price Book | 3.1 TESYS D CONTROL & PROTECTION, TERMINAL BLOCKS, THERMAL MANGEMENT
CAD32R7 | AUXILIARY CONTACTOR | 1059300 | 963000 | #REF! | Truc | In Price Book | 3.1 TESYS D CONTROL & PROTECTION, TERMINAL BLOCKS, THERMAL MANGEMENT
CAD32T7 | AUXILIARY CONTACTOR | 1059300 | 963000 | #REF! | Truc | In Price Book | 3.1 TESYS D CONTROL & PROTECTION, TERMINAL BLOCKS, THERMAL MANGEMENT
CAD32U7 | AUXILIARY CONTACTOR | 1059300 | 963000 | #REF! | Truc | In Price Book | 3.1 TESYS D CONTROL & PROTECTION, TERMINAL BLOCKS, THERMAL MANGEMENT
CAD32UD | AUXILIARY CONTACTOR | 1793000 | 1630000 | #REF! | Truc | In Price Book | 3.1 TESYS D CONTROL & PROTECTION, TERMINAL BLOCKS, THERMAL MANGEMENT
CAD32V7 | AUXILIARY CONTACTOR | 1059300 | 963000 | #REF! | Truc | In Price Book | 3.1 TESYS D CONTROL & PROTECTION, TERMINAL BLOCKS, THERMAL MANGEMENT
CAD32X7 | AUXILIARY CONTACTOR | 1059300 | 963000 | #REF! | Truc | In Price Book | 3.1 TESYS D CONTROL & PROTECTION, TERMINAL BLOCKS, THERMAL MANGEMENT
CAD32Y7 | AUXILIARY CONTACTOR | 1059300 | 963000 | #REF! | Truc | In Price Book | 3.1 TESYS D CONTROL & PROTECTION, TERMINAL BLOCKS, THERMAL MANGEMENT
CAD32Z7 | AUXILIARY CONTACTOR | 1059300 | 963000 | #REF! | Truc | In Price Book | 3.1 TESYS D CONTROL & PROTECTION, TERMINAL BLOCKS, THERMAL MANGEMENT
CAD50AL | AUXILIARY CONTACTOR | 1409100 | 1281000 | #REF! | Truc | In Price Book | 3.1 TESYS D CONTROL & PROTECTION, TERMINAL BLOCKS, THERMAL MANGEMENT
CAD50B7 | AUXILIARY CONTACTOR | 1059300 | 963000 | #REF! | Truc | In Price Book | 3.1 TESYS D CONTROL & PROTECTION, TERMINAL BLOCKS, THERMAL MANGEMENT
CAD50BD | AUXILIARY CONTACTOR | 1793000 | 1630000 | #REF! | Truc | In Price Book | 3.1 TESYS D CONTROL & PROTECTION, TERMINAL BLOCKS, THERMAL MANGEMENT
CAD50BL | AUXILIARY CONTACTOR | 1409100 | 1281000 | #REF! | Truc | In Price Book | 3.1 TESYS D CONTROL & PROTECTION, TERMINAL BLOCKS, THERMAL MANGEMENT
CAD50E7 | AUXILIARY CONTACTOR | 1059300 | 963000 | #REF! | Truc | In Price Book | 3.1 TESYS D CONTROL & PROTECTION, TERMINAL BLOCKS, THERMAL MANGEMENT
CAD50ED | AUXILIARY CONTACTOR | 1793000 | 1630000 | #REF! | Truc | In Price Book | 3.1 TESYS D CONTROL & PROTECTION, TERMINAL BLOCKS, THERMAL MANGEMENT
CAD50F7 | AUXILIARY CONTACTOR | 1059300 | 963000 | #REF! | Truc | In Price Book | 3.1 TESYS D CONTROL & PROTECTION, TERMINAL BLOCKS, THERMAL MANGEMENT
CAD50FD | AUXILIARY CONTACTOR | 1793000 | 1630000 | #REF! | Truc | In Price Book | 3.1 TESYS D CONTROL & PROTECTION, TERMINAL BLOCKS, THERMAL MANGEMENT
CAD50G7 | AUXILIARY CONTACTOR | 1059300 | 963000 | #REF! | Truc | In Price Book | 3.1 TESYS D CONTROL & PROTECTION, TERMINAL BLOCKS, THERMAL MANGEMENT
CAD50GD | AUXILIARY CONTACTOR | 1793000 | 1630000 | #REF! | Truc | In Price Book | 3.1 TESYS D CONTROL & PROTECTION, TERMINAL BLOCKS, THERMAL MANGEMENT
CAD50L7 | AUXILIARY CONTACTOR | 1059300 | 963000 | #REF! | Truc | In Price Book | 3.1 TESYS D CONTROL & PROTECTION, TERMINAL BLOCKS, THERMAL MANGEMENT
CAD50M7 | AUXILIARY CONTACTOR | 1059300 | 963000 | #REF! | Truc | In Price Book | 3.1 TESYS D CONTROL & PROTECTION, TERMINAL BLOCKS, THERMAL MANGEMENT
CAD50MD | AUXILIARY CONTACTOR | 1793000 | 1630000 | #REF! | Truc | In Price Book | 3.1 TESYS D CONTROL & PROTECTION, TERMINAL BLOCKS, THERMAL MANGEMENT
CAD50P7 | AUXILIARY CONTACTOR | 1059300 | 963000 | #REF! | Truc | In Price Book | 3.1 TESYS D CONTROL & PROTECTION, TERMINAL BLOCKS, THERMAL MANGEMENT
CAD50R7 | AUXILIARY CONTACTOR | 1059300 | 963000 | #REF! | Truc | In Price Book | 3.1 TESYS D CONTROL & PROTECTION, TERMINAL BLOCKS, THERMAL MANGEMENT
CAD50RD | AUXILIARY CONTACTOR | 1793000 | 1630000 | #REF! | Truc | In Price Book | 3.1 TESYS D CONTROL & PROTECTION, TERMINAL BLOCKS, THERMAL MANGEMENT
CAD50U7 | AUXILIARY CONTACTOR | 1059300 | 963000 | #REF! | Truc | In Price Book | 3.1 TESYS D CONTROL & PROTECTION, TERMINAL BLOCKS, THERMAL MANGEMENT
CAE22F5 | CONTROL RELAY TESYS E 2NO 2NC 110VAC | 332200 | 302000 | #REF! | Truc | In Price Book | 2.7 EASYPACT TVS
CAE22M5 | CONTROL RELAY TESYS E 2NO 2NC 220VAC | 332200 | 302000 | #REF! | Truc | In Price Book | 2.7 EASYPACT TVS
CAE22N5 | CONTROL RELAY TESYS E 2NO 2NC 415VAC | 332200 | 302000 | #REF! | Truc | In Price Book | 2.7 EASYPACT TVS
CAE22Q5 | CONTROL RELAY TESYS E 2NO 2NC 380VAC | 332200 | 302000 | #REF! | Truc | In Price Book | 2.7 EASYPACT TVS
CAE22R5 | CONTROL RELAY TESYS E 2NO 2NC 440VAC | 332200 | 302000 | #REF! | Truc | In Price Book | 2.7 EASYPACT TVS
CAE22U5 | CONTROL RELAY TESYS E 2NO 2NC 240VAC | 332200 | 302000 | #REF! | Truc | In Price Book | 2.7 EASYPACT TVS
CAE31B5 | CONTROL RELAY TESYS E 3NO 1NC | 332200 | 302000 | #REF! | Truc | In Price Book | 2.7 EASYPACT TVS
CAE31F5 | CONTROL RELAY TESYS E 3NO 1NC 110VAC | 332200 | 302000 | #REF! | Truc | In Price Book | 2.7 EASYPACT TVS
CAE31M5 | CONTROL RELAY TESYS E 3NO 1NC 220VAC | 332200 | 302000 | #REF! | Truc | In Price Book | 2.7 EASYPACT TVS
CAE31N5 | CONTROL RELAY TESYS E 3NO 1NC 415VAC | 332200 | 302000 | #REF! | Truc | In Price Book | 2.7 EASYPACT TVS
CAE31R5 | CONTROL RELAY TESYS E 3NO 1NC 440VAC | 332200 | 302000 | #REF! | Truc | In Price Book | 2.7 EASYPACT TVS
CAE31U5 | CONTROL RELAY TESYS E 3NO 1NC 240VAC | 332200 | 302000 | #REF! | Truc | In Price Book | 2.7 EASYPACT TVS
CAE40B5 | CONTROL RELAY TESYS E 4NO COIL | 332200 | 302000 | #REF! | Truc | In Price Book | 2.7 EASYPACT TVS
CAE40E5 | CONTROL RELAY TESYS E 4NO COIL 48VAC | 332200 | 302000 | #REF! | Truc | In Price Book | 2.7 EASYPACT TVS
CAE40F5 | CONTROL RELAY TESYS E 4NO COIL 110VAC | 332200 | 302000 | #REF! | Truc | In Price Book | 2.7 EASYPACT TVS
CAE40M5 | CONTROL RELAY TESYS E 4NO COIL 220VAC | 332200 | 302000 | #REF! | Truc | In Price Book | 2.7 EASYPACT TVS
CAE40N5 | CONTROL RELAY TESYS E 4NO COIL 415VAC | 332200 | 302000 | #REF! | Truc | In Price Book | 2.7 EASYPACT TVS
CAE40R5 | CONTROL RELAY TESYS E 4NO COIL 440VAC | 332200 | 302000 | #REF! | Truc | In Price Book | 2.7 EASYPACT TVS
DF101 | FUSE HOLDER 1P 32A FOR FUSE 10 X 38 MM | 162800 | 148000 | #REF! | Truc | In Price Book | 3.1 TESYS D CONTROL & PROTECTION, TERMINAL BLOCKS, THERMAL MANGEMENT
DF101N | FUSE HOLDER 1P N 32A FOR FUSE 10 X 38 MM | 227700 | 207000 | #REF! | Truc | In Price Book | 3.1 TESYS D CONTROL & PROTECTION, TERMINAL BLOCKS, THERMAL MANGEMENT
DF101NV | FUSE HOLDER 1P N 32A FOR FUSE 10 X 38 MM | 356400 | 324000 | #REF! | Truc | In Price Book | 3.1 TESYS D CONTROL & PROTECTION, TERMINAL BLOCKS, THERMAL MANGEMENT
DF101V | FUSE HOLDER 1P 32A FOR FUSE 10 X 38 MM | 255200 | 232000 | #REF! | Truc | In Price Book | 3.1 TESYS D CONTROL & PROTECTION, TERMINAL BLOCKS, THERMAL MANGEMENT
DF102 | FUSE HOLDER 2P 32A FOR FUSE 10 X 38 MM | 319000 | 290000 | #REF! | Truc | In Price Book | 3.1 TESYS D CONTROL & PROTECTION, TERMINAL BLOCKS, THERMAL MANGEMENT
DF102V | FUSE HOLDER 2P 32A FOR FUSE 10 X 38 MM | 499400 | 454000 | #REF! | Truc | In Price Book | 3.1 TESYS D CONTROL & PROTECTION, TERMINAL BLOCKS, THERMAL MANGEMENT
DF103 | FUSE HOLDER 3P 32A FOR FUSE 10 X 38 MM | 447700 | 407000 | #REF! | Truc | In Price Book | 3.1 TESYS D CONTROL & PROTECTION, TERMINAL BLOCKS, THERMAL MANGEMENT
DF103N | FUSE HOLDER 3P N 32A FOR FUSE 10 X 38 MM | 628100 | 571000 | #REF! | Truc | In Price Book | 3.1 TESYS D CONTROL & PROTECTION, TERMINAL BLOCKS, THERMAL MANGEMENT
DF103NV | FUSE HOLDER 3P N 32A FOR FUSE 10 X 38 MM | 980100 | 891000 | #REF! | Truc | In Price Book | 3.1 TESYS D CONTROL & PROTECTION, TERMINAL BLOCKS, THERMAL MANGEMENT
DF103V | FUSE HOLDER 3P 32A FOR FUSE 10 X 38 MM | 700700 | 637000 | #REF! | Truc | In Price Book | 3.1 TESYS D CONTROL & PROTECTION, TERMINAL BLOCKS, THERMAL MANGEMENT
DF10N | FUSE HOLDER N 32A FOR FUSE 10 X 38 MM | 177100 | 161000 | #REF! | Truc | In Price Book | 3.1 TESYS D CONTROL & PROTECTION, TERMINAL BLOCKS, THERMAL MANGEMENT
DF141 | FUSE HOLDER 1P 50A FOR FUSE 14 X 51 MM | 283800 | 258000 | #REF! | Truc | In Price Book | 3.1 TESYS D CONTROL & PROTECTION, TERMINAL BLOCKS, THERMAL MANGEMENT
DF141N | FUSE HOLDER 1P N 50A FOR FUSE 14 X 51 MM | 398200 | 362000 | #REF! | Truc | In Price Book | 3.1 TESYS D CONTROL & PROTECTION, TERMINAL BLOCKS, THERMAL MANGEMENT
DF141V | FUSE HOLDER 1P 50A FOR FUSE 14 X 51 MM | 386100 | 351000 | #REF! | Truc | In Price Book | 3.1 TESYS D CONTROL & PROTECTION, TERMINAL BLOCKS, THERMAL MANGEMENT
DF142V | FUSE HOLDER 2P 50A FOR FUSE 14 X 51 MM | 757900 | 689000 | #REF! | Truc | In Price Book | 3.1 TESYS D CONTROL & PROTECTION, TERMINAL BLOCKS, THERMAL MANGEMENT
DF143C | FUSE HOLDER 3P 50A FOR FUSE 14 X 51 MM | 777700 | 707000 | #REF! | Truc | In Price Book | 3.1 TESYS D CONTROL & PROTECTION, TERMINAL BLOCKS, THERMAL MANGEMENT
DF143NC | FUSE HOLDER 3P N 50A FOR FUSE 14 X 51 MM | 1090100 | 991000 | #REF! | Truc | In Price Book | 3.1 TESYS D CONTROL & PROTECTION, TERMINAL BLOCKS, THERMAL MANGEMENT
DF143NVC | FUSE HOLDER 3P N 50A FOR FUSE 14 X 51 MM | 1485000 | 1350000 | #REF! | Truc | In Price Book | 3.1 TESYS D CONTROL & PROTECTION, TERMINAL BLOCKS, THERMAL MANGEMENT
DF143VC | FUSE HOLDER 3P 50A FOR FUSE 14 X 51 MM | 1061500 | 965000 | #REF! | Truc | In Price Book | 3.1 TESYS D CONTROL & PROTECTION, TERMINAL BLOCKS, THERMAL MANGEMENT
DF14N | FUSE HOLDER N 50A FOR FUSE 14 X 51 MM | 302500 | 275000 | #REF! | Truc | In Price Book | 3.1 TESYS D CONTROL & PROTECTION, TERMINAL BLOCKS, THERMAL MANGEMENT
DF221 | FUSE HOLDER 1P 125A FOR FUSE 22 X 58 MM | 424600 | 386000 | #REF! | Truc | In Price Book | 3.1 TESYS D CONTROL & PROTECTION, TERMINAL BLOCKS, THERMAL MANGEMENT
DF222 | FUSE HOLDER 2P 125A FOR FUSE 22 X 58 MM | 836000 | 760000 | #REF! | Truc | In Price Book | 3.1 TESYS D CONTROL & PROTECTION, TERMINAL BLOCKS, THERMAL MANGEMENT
DF222V | FUSE HOLDER 2P 125A FOR FUSE 22 X 58 MM | 1037300 | 943000 | #REF! | Truc | In Price Book | 3.1 TESYS D CONTROL & PROTECTION, TERMINAL BLOCKS, THERMAL MANGEMENT
DF223C | FUSE HOLDER 3P 125A FOR FUSE 22 X 58 MM | 1171500 | 1065000 | #REF! | Truc | In Price Book | 3.1 TESYS D CONTROL & PROTECTION, TERMINAL BLOCKS, THERMAL MANGEMENT
DF223NC | FUSE HOLDER 3P N 125A FOR FUSE 22 X 58 M | 1637900 | 1489000 | #REF! | Truc | In Price Book | 3.1 TESYS D CONTROL & PROTECTION, TERMINAL BLOCKS, THERMAL MANGEMENT
DF223VC | FUSE HOLDER 3P 125A FOR FUSE 22 X 58 MM | 1452000 | 1320000 | #REF! | Truc | In Price Book | 3.1 TESYS D CONTROL & PROTECTION, TERMINAL BLOCKS, THERMAL MANGEMENT
DF2BA0200 | FUSE 8,5X31,5 AM 1A - | 59400 | 54000 | #REF! | Truc | In Price Book | 3.1 TESYS D CONTROL & PROTECTION, TERMINAL BLOCKS, THERMAL MANGEMENT
DF2BA0400 | FUSE 8,5X31,5 AM 1A - | 59400 | 54000 | #REF! | Truc | In Price Book | 3.1 TESYS D CONTROL & PROTECTION, TERMINAL BLOCKS, THERMAL MANGEMENT
DF2BA0600 | FUSE 8,5X31,5 AM 6A - | 59400 | 54000 | #REF! | Truc | In Price Book | 3.1 TESYS D CONTROL & PROTECTION, TERMINAL BLOCKS, THERMAL MANGEMENT
DF2CA005 | FUSE | 59400 | 54000 | #REF! | Truc | In Price Book | 3.1 TESYS D CONTROL & PROTECTION, TERMINAL BLOCKS, THERMAL MANGEMENT
DF2CA01 | FUSE | 59400 | 54000 | #REF! | Truc | In Price Book | 3.1 TESYS D CONTROL & PROTECTION, TERMINAL BLOCKS, THERMAL MANGEMENT
DF2CA02 | FUSE | 59400 | 54000 | #REF! | Truc | In Price Book | 3.1 TESYS D CONTROL & PROTECTION, TERMINAL BLOCKS, THERMAL MANGEMENT
DF2CA04 | FUSE | 59400 | 54000 | #REF! | Truc | In Price Book | 3.1 TESYS D CONTROL & PROTECTION, TERMINAL BLOCKS, THERMAL MANGEMENT
DF2CA06 | FUSE | 59400 | 54000 | #REF! | Truc | In Price Book | 3.1 TESYS D CONTROL & PROTECTION, TERMINAL BLOCKS, THERMAL MANGEMENT
DF2CA08 | FUSE | 59400 | 54000 | #REF! | Truc | In Price Book | 3.1 TESYS D CONTROL & PROTECTION, TERMINAL BLOCKS, THERMAL MANGEMENT
DF2CA10 | FUSE | 59400 | 54000 | #REF! | Truc | In Price Book | 3.1 TESYS D CONTROL & PROTECTION, TERMINAL BLOCKS, THERMAL MANGEMENT
DF2CA12 | FUSE | 59400 | 54000 | #REF! | Truc | In Price Book | 3.1 TESYS D CONTROL & PROTECTION, TERMINAL BLOCKS, THERMAL MANGEMENT
DF2CA16 | FUSE | 59400 | 54000 | #REF! | Truc | In Price Book | 3.1 TESYS D CONTROL & PROTECTION, TERMINAL BLOCKS, THERMAL MANGEMENT
DF2CA20 | FUSE | 59400 | 54000 | #REF! | Truc | In Price Book | 3.1 TESYS D CONTROL & PROTECTION, TERMINAL BLOCKS, THERMAL MANGEMENT
DF2CA25 | FUSE | 59400 | 54000 | #REF! | Truc | In Price Book | 3.1 TESYS D CONTROL & PROTECTION, TERMINAL BLOCKS, THERMAL MANGEMENT
DF2CA32 | FUSE | 59400 | 54000 | #REF! | Truc | In Price Book | 3.1 TESYS D CONTROL & PROTECTION, TERMINAL BLOCKS, THERMAL MANGEMENT
DF2EA16 | FUSE | 103400 | 94000 | #REF! | Truc | In Price Book | 3.1 TESYS D CONTROL & PROTECTION, TERMINAL BLOCKS, THERMAL MANGEMENT
DF2EA20 | FUSE | 103400 | 94000 | #REF! | Truc | In Price Book | 3.1 TESYS D CONTROL & PROTECTION, TERMINAL BLOCKS, THERMAL MANGEMENT
DF2EA25 | FUSE | 103400 | 94000 | #REF! | Truc | In Price Book | 3.1 TESYS D CONTROL & PROTECTION, TERMINAL BLOCKS, THERMAL MANGEMENT
DF2EA32 | FUSE | 103400 | 94000 | #REF! | Truc | In Price Book | 3.1 TESYS D CONTROL & PROTECTION, TERMINAL BLOCKS, THERMAL MANGEMENT
DF2EA40 | FUSE | 103400 | 94000 | #REF! | Truc | In Price Book | 3.1 TESYS D CONTROL & PROTECTION, TERMINAL BLOCKS, THERMAL MANGEMENT
DF2EA50 | FUSE | 103400 | 94000 | #REF! | Truc | In Price Book | 3.1 TESYS D CONTROL & PROTECTION, TERMINAL BLOCKS, THERMAL MANGEMENT
DF2FA100 | FUSE | 174900 | 159000 | #REF! | Truc | In Price Book | 3.1 TESYS D CONTROL & PROTECTION, TERMINAL BLOCKS, THERMAL MANGEMENT
DF2FA125 | FUSE | 174900 | 159000 | #REF! | Truc | In Price Book | 3.1 TESYS D CONTROL & PROTECTION, TERMINAL BLOCKS, THERMAL MANGEMENT
DF2FA40 | FUSE | 176000 | 160000 | #REF! | Truc | In Price Book | 3.1 TESYS D CONTROL & PROTECTION, TERMINAL BLOCKS, THERMAL MANGEMENT
DF2FA50 | FUSE | 176000 | 160000 | #REF! | Truc | In Price Book | 3.1 TESYS D CONTROL & PROTECTION, TERMINAL BLOCKS, THERMAL MANGEMENT
DF2FA63 | FUSE | 174900 | 159000 | #REF! | Truc | In Price Book | 3.1 TESYS D CONTROL & PROTECTION, TERMINAL BLOCKS, THERMAL MANGEMENT
DF2FA80 | FUSE | 174900 | 159000 | #REF! | Truc | In Price Book | 3.1 TESYS D CONTROL & PROTECTION, TERMINAL BLOCKS, THERMAL MANGEMENT
DF81 | FUSE HOLDER 1P 25A FOR FUSE 8,5 X 31,5 M | 160600 | 146000 | #REF! | Truc | In Price Book | 3.1 TESYS D CONTROL & PROTECTION, TERMINAL BLOCKS, THERMAL MANGEMENT
DF81N | FUSE HOLDER 1P N 25A FOR FUSE 8,5 X 31,5 | 224400 | 204000 | #REF! | Truc | In Price Book | 3.1 TESYS D CONTROL & PROTECTION, TERMINAL BLOCKS, THERMAL MANGEMENT
DF81V | FUSE HOLDER 1P 25A FOR FUSE 8,5 X 31,5 M | 251900 | 229000 | #REF! | Truc | In Price Book | 3.1 TESYS D CONTROL & PROTECTION, TERMINAL BLOCKS, THERMAL MANGEMENT
DF82 | FUSE HOLDER 2P 25A FOR FUSE 8,5 X 31,5 M | 314600 | 286000 | #REF! | Truc | In Price Book | 3.1 TESYS D CONTROL & PROTECTION, TERMINAL BLOCKS, THERMAL MANGEMENT
DF83 | FUSE HOLDER 3P 25A FOR FUSE 8,5 X 31,5 M | 442200 | 402000 | #REF! | Truc | In Price Book | 3.1 TESYS D CONTROL & PROTECTION, TERMINAL BLOCKS, THERMAL MANGEMENT
EVS08H3MF20 | EVS CB 800A 65kA 3P MF ET2 fixed man | 71228300 | 64753000 | #REF! | Truc | In Price Book | 3.5 EASYPACT EVS - ACCESSORIES
EVS08H3MW20 | EVS CB 800A 65kA 3P MDO ET2 Drawout man | 89784200 | 81622000 | #REF! | Truc | In Price Book | 3.5 EASYPACT EVS - ACCESSORIES
EVS08H4MF20 | EVS CB 800A 65kA 4P MF ET2 fixed man | 81336200 | 73942000 | #REF! | Truc | In Price Book | 3.5 EASYPACT EVS - ACCESSORIES
EVS08H4MW20 | EVS CB 800A 65kA 4P MDO ET2 Drawout man | 98715100 | 89741000 | #REF! | Truc | In Price Book | 3.5 EASYPACT EVS - ACCESSORIES
EVS10H3MF20 | EVS CB1000A 65kA 3P MF ET2 fixed man | 72668200 | 66062000 | #REF! | Truc | In Price Book | 3.5 EASYPACT EVS - ACCESSORIES
EVS10H3MW20 | EVS CB1000A 65kA 3P MDO ET2 Drawout man | 90303400 | 82094000 | #REF! | Truc | In Price Book | 3.5 EASYPACT EVS - ACCESSORIES
EVS10H4MF20 | EVS CB1000A 65kA 4P MF ET2 fixed man | 85174100 | 77431000 | #REF! | Truc | In Price Book | 3.5 EASYPACT EVS - ACCESSORIES
EVS10H4MW20 | EVS CB1000A 65kA 4P MDO ET2 Drawout man | 100779800 | 91618000 | #REF! | Truc | In Price Book | 3.5 EASYPACT EVS - ACCESSORIES
EVS12H3MF20 | EVS CB 1250A 65kA 3P MF ET2 fixed man | 74429300 | 67663000 | #REF! | Truc | In Price Book | 3.5 EASYPACT EVS - ACCESSORIES
EVS12H3MW20 | EVS CB 1250A 65kA 3P MDO ET2 Drawout man | 93614400 | 85104000 | #REF! | Truc | In Price Book | 3.5 EASYPACT EVS - ACCESSORIES
EVS12H4MF20 | EVS CB 1250A 65kA 4P MF ET2 fixed man | 90644400 | 82404000 | #REF! | Truc | In Price Book | 3.5 EASYPACT EVS - ACCESSORIES
EVS12H4MW20 | EVS CB 1250A 65kA 4P MDO ET2 Drawout man | 103900500 | 94455000 | #REF! | Truc | In Price Book | 3.5 EASYPACT EVS - ACCESSORIES
EVS16H3MF20 | EVS CB 1600A 65kA 3P MF ET2 fixed man | 76733800 | 69758000 | #REF! | Truc | In Price Book | 3.5 EASYPACT EVS - ACCESSORIES
EVS16H3MW20 | EVS CB 1600A 65kA 3P MDO ET2 Drawout man | 99572000 | 90520000 | #REF! | Truc | In Price Book | 3.5 EASYPACT EVS - ACCESSORIES
EVS16H4MF20 | EVS CB 1600A 65kA 4P MF ET2 fixed man | 92079900 | 83709000 | #REF! | Truc | In Price Book | 3.5 EASYPACT EVS - ACCESSORIES
EVS16H4MW20 | EVS CB 1600A 65kA 4P MDO ET2 Drawout man | 106158800 | 96508000 | #REF! | Truc | In Price Book | 3.5 EASYPACT EVS - ACCESSORIES
EVS20H3MF20 | EVS CB 2000A 65kA 3P MF ET2 fixed man | 85717500 | 77925000 | #REF! | Truc | In Price Book | 3.5 EASYPACT EVS - ACCESSORIES
EVS20H3MW20 | EVS CB 2000A 65kA 3P MDO ET2 Drawout man | 110064900 | 100059000 | #REF! | Truc | In Price Book | 3.5 EASYPACT EVS - ACCESSORIES
EVS20H4MF20 | EVS CB 2000A 65kA 4P MF ET2 fixed man | 102280200 | 92982000 | #REF! | Truc | In Price Book | 3.5 EASYPACT EVS - ACCESSORIES
EVS20H4MW20 | EVS CB 2000A 65kA 4P MDO ET2 Drawout man | 124037100 | 112761000 | #REF! | Truc | In Price Book | 3.5 EASYPACT EVS - ACCESSORIES
EVS25H3MF20 | EVS CB 2500A 65kA 3P MF ET2 fixed man | 97450100 | 88591000 | #REF! | Truc | In Price Book | 3.5 EASYPACT EVS - ACCESSORIES
EVS25H3MW20 | EVS CB 2500A 65kA 3P MDO ET2 Drawout man | 116660500 | 106055000 | #REF! | Truc | In Price Book | 3.5 EASYPACT EVS - ACCESSORIES
EVS25H4MF20 | EVS CB 2500A 65kA 4P MF ET2 fixed man | 108445700 | 98587000 | #REF! | Truc | In Price Book | 3.5 EASYPACT EVS - ACCESSORIES
EVS25H4MW20 | EVS CB 2500A 65kA 4P MDO ET2 Drawout man | 130193800 | 118358000 | #REF! | Truc | In Price Book | 3.5 EASYPACT EVS - ACCESSORIES
EVS32H3MF20 | EVS CB 3200A 65kA 3P MF ET2 fixed man | 112821500 | 102565000 | #REF! | Truc | In Price Book | 3.5 EASYPACT EVS - ACCESSORIES
EVS32H3MW20 | EVS CB 3200A 65kA 3P MDO ET2 Drawout man | 130815300 | 118923000 | #REF! | Truc | In Price Book | 3.5 EASYPACT EVS - ACCESSORIES
EVS32H4MF20 | EVS CB 3200A 65kA 4P MF ET2 fixed man | 133515800 | 121378000 | #REF! | Truc | In Price Book | 3.5 EASYPACT EVS - ACCESSORIES
EVS32H4MW20 | EVS CB 3200A 65kA 4P MDO ET2 Drawout man | 154100100 | 140091000 | #REF! | Truc | In Price Book | 3.5 EASYPACT EVS - ACCESSORIES
EVS40H3MF20 | EVS CB 4000A 65kA 3P MF ET2 fixed man | 177592800 | 161448000 | #REF! | Truc | In Price Book | 3.5 EASYPACT EVS - ACCESSORIES
EVS40H3MW20 | EVS CB 4000A 65kA 3P MDO ET2 Drawout man | 257799300 | 234363000 | #REF! | Truc | In Price Book | 3.5 EASYPACT EVS - ACCESSORIES
EVS40H4MF20 | EVS CB 4000A 65kA 4P MF ET2 fixed man | 216780300 | 197073000 | #REF! | Truc | In Price Book | 3.5 EASYPACT EVS - ACCESSORIES
EVS40H4MW20 | EVS CB 4000A 65kA 4P MDO ET2 Drawout man | 319668800 | 290608000 | #REF! | Truc | In Price Book | 3.5 EASYPACT EVS - ACCESSORIES
EZADINR | EZ DIN RAIL ADAPTER | 122100 | 111000 | #REF! | Truc | In Price Book | 2.2 MCCB EASYPACT UP TO 250A AND ACCESSORIES
EZAFASB2 | EZ PHASE BARRIER (2PC) | 138600 | 126000 | #REF! | Truc | In Price Book | 2.2 MCCB EASYPACT UP TO 250A AND ACCESSORIES
EZALOCK | EZ PADLOCK ATTACHEMENT | 200200 | 182000 | #REF! | Truc | In Price Book | 2.2 MCCB EASYPACT UP TO 250A AND ACCESSORIES
EZAROTDS | EZ DIRECT ROTARY HANDLE STD | 1223200 | 1112000 | #REF! | Truc | In Price Book | 2.2 MCCB EASYPACT UP TO 250A AND ACCESSORIES
EZAROTE | EZ EXTENDED ROTARY HANDLE | 2117500 | 1925000 | #REF! | Truc | In Price Book | 2.2 MCCB EASYPACT UP TO 250A AND ACCESSORIES
EZASHT024DC | EZ SHUNT TRIP (SHT) 24VDC | 1602700 | 1457000 | #REF! | Truc | In Price Book | 2.2 MCCB EASYPACT UP TO 250A AND ACCESSORIES
EZASHT100AC | EZ SHUNT TRIP (SHT) 100-130VAC | 1602700 | 1457000 | #REF! | Truc | In Price Book | 2.2 MCCB EASYPACT UP TO 250A AND ACCESSORIES
EZASHT200AC | EZ SHUNT TRIP (SHT) 200-277VAC | 1602700 | 1457000 | #REF! | Truc | In Price Book | 2.2 MCCB EASYPACT UP TO 250A AND ACCESSORIES
EZASHT380AC | EZ SHUNT TRIP (SHT) 380-480VAC | 1602700 | 1457000 | #REF! | Truc | In Price Book | 2.2 MCCB EASYPACT UP TO 250A AND ACCESSORIES
EZATSHD3P | EZ TERMINAL SHIELD 3P | 234300 | 213000 | #REF! | Truc | In Price Book | 2.2 MCCB EASYPACT UP TO 250A AND ACCESSORIES
EZAUVR380AC | EZ UVR 380-415VAC | 2091100 | 1901000 | #REF! | Truc | In Price Book | 2.2 MCCB EASYPACT UP TO 250A AND ACCESSORIES
EZAUX01 | EZ ALARM SWITCH(AL) | 812900 | 739000 | #REF! | Truc | In Price Book | 2.2 MCCB EASYPACT UP TO 250A AND ACCESSORIES
EZAUX10 | EZ AUXILIARY SWITCH(AX) | 812900 | 739000 | #REF! | Truc | In Price Book | 2.2 MCCB EASYPACT UP TO 250A AND ACCESSORIES
EZAUX11 | EZ AUXILIARY/ALARM SWITCH (AX/AL) | 1355200 | 1232000 | #REF! | Truc | In Price Book | 2.2 MCCB EASYPACT UP TO 250A AND ACCESSORIES
EZC100B3015 | MG EZC100B 7.5kA 3P/3T 15A | 1566400 | 1424000 | #REF! | Truc | In Price Book | 2.2 MCCB EASYPACT UP TO 250A AND ACCESSORIES
EZC100B3020 | MG EZC100B 7.5kA 3P/3T 20A | 1566400 | 1424000 | #REF! | Truc | In Price Book | 2.2 MCCB EASYPACT UP TO 250A AND ACCESSORIES
EZC100B3025 | MG EZC100B 7.5kA 3P/3T 25A | 1566400 | 1424000 | #REF! | Truc | In Price Book | 2.2 MCCB EASYPACT UP TO 250A AND ACCESSORIES
EZC100B3030 | MG EZC100B 7.5kA 3P/3T 30A | 1566400 | 1424000 | #REF! | Truc | In Price Book | 2.2 MCCB EASYPACT UP TO 250A AND ACCESSORIES
EZC100B3040 | MG EZC100B 7.5kA 3P/3T 40A | 1566400 | 1424000 | #REF! | Truc | In Price Book | 2.2 MCCB EASYPACT UP TO 250A AND ACCESSORIES
EZC100B3050 | MG EZC100B 7.5kA 3P/3T 50A | 1566400 | 1424000 | #REF! | Truc | In Price Book | 2.2 MCCB EASYPACT UP TO 250A AND ACCESSORIES
EZC100B3060 | MG EZC100B 7.5kA 3P/3T 60A | 1665400 | 1514000 | #REF! | Truc | In Price Book | 2.2 MCCB EASYPACT UP TO 250A AND ACCESSORIES
EZC100F3015 | MG EZC100 F 10kA 3P/3T 15A | 1632400 | 1484000 | #REF! | Truc | In Price Book | 2.2 MCCB EASYPACT UP TO 250A AND ACCESSORIES
EZC100F3020 | MG EZC100 F 10kA 3P/3T 20A | 1632400 | 1484000 | #REF! | Truc | In Price Book | 2.2 MCCB EASYPACT UP TO 250A AND ACCESSORIES
EZC100F3025 | MG EZC100 F 10kA 3P/3T 25A | 1632400 | 1484000 | #REF! | Truc | In Price Book | 2.2 MCCB EASYPACT UP TO 250A AND ACCESSORIES
EZC100F3030 | MG EZC100 F 10kA 3P/3T 30A | 1632400 | 1484000 | #REF! | Truc | In Price Book | 2.2 MCCB EASYPACT UP TO 250A AND ACCESSORIES
EZC100F3040 | MG EZC100 F 10kA 3P/3T 40A | 1632400 | 1484000 | #REF! | Truc | In Price Book | 2.2 MCCB EASYPACT UP TO 250A AND ACCESSORIES
EZC100F3050 | MG EZC100 F 10kA 3P/3T 50A | 1632400 | 1484000 | #REF! | Truc | In Price Book | 2.2 MCCB EASYPACT UP TO 250A AND ACCESSORIES
EZC100F3060 | MG EZC100 F 10kA 3P/3T 60A | 1805100 | 1641000 | #REF! | Truc | In Price Book | 2.2 MCCB EASYPACT UP TO 250A AND ACCESSORIES
EZC100F3075 | MG EZC100 F 10kA 3P/3T 75A | 1805100 | 1641000 | #REF! | Truc | In Price Book | 2.2 MCCB EASYPACT UP TO 250A AND ACCESSORIES
EZC100F3080 | MG EZC100 F 10kA 3P/3T 80A | 1805100 | 1641000 | #REF! | Truc | In Price Book | 2.2 MCCB EASYPACT UP TO 250A AND ACCESSORIES
EZC100F3100 | MG EZC100 F 10kA 3P/3T 100A | 1974500 | 1795000 | #REF! | Truc | In Price Book | 2.2 MCCB EASYPACT UP TO 250A AND ACCESSORIES
EZC100H1015 | MG EZC100 25KA/240V 1P/1T 15A | 1468500 | 1335000 | #REF! | Truc | In Price Book | 2.2 MCCB EASYPACT UP TO 250A AND ACCESSORIES
EZC100H1020 | MG EZC100 25KA/240V 1P/1T 20A | 1468500 | 1335000 | #REF! | Truc | In Price Book | 2.2 MCCB EASYPACT UP TO 250A AND ACCESSORIES
EZC100H1025 | MG EZC100 25KA/240V 1P/1T 25A | 1468500 | 1335000 | #REF! | Truc | In Price Book | 2.2 MCCB EASYPACT UP TO 250A AND ACCESSORIES
EZC100H1030 | MG EZC100 25KA/240V 1P/1T 30A | 1468500 | 1335000 | #REF! | Truc | In Price Book | 2.2 MCCB EASYPACT UP TO 250A AND ACCESSORIES
EZC100H1040 | MG EZC100 25KA/240V 1P/1T 40A | 1468500 | 1335000 | #REF! | Truc | In Price Book | 2.2 MCCB EASYPACT UP TO 250A AND ACCESSORIES
EZC100H1050 | MG EZC100 25KA/240V 1P/1T 50A | 1468500 | 1335000 | #REF! | Truc | In Price Book | 2.2 MCCB EASYPACT UP TO 250A AND ACCESSORIES
EZC100H1060 | MG EZC100 25KA/240V 1P/1T 60A | 1570800 | 1428000 | #REF! | Truc | In Price Book | 2.2 MCCB EASYPACT UP TO 250A AND ACCESSORIES
EZC100H1075 | MG EZC100 25KA/240V 1P/1T 75A | 1570800 | 1428000 | #REF! | Truc | In Price Book | 2.2 MCCB EASYPACT UP TO 250A AND ACCESSORIES
EZC100H1080 | MG EZC100 25KA/240V 1P/1T 80A | 1570800 | 1428000 | #REF! | Truc | In Price Book | 2.2 MCCB EASYPACT UP TO 250A AND ACCESSORIES
EZC100H1100 | MG EZC100 25KA/240V 1P/1T 100A | 1570800 | 1428000 | #REF! | Truc | In Price Book | 2.2 MCCB EASYPACT UP TO 250A AND ACCESSORIES
EZC100H2015 | MG EZC100 H 30kA 2P/2T 15A | 1969000 | 1790000 | #REF! | Truc | In Price Book | 2.2 MCCB EASYPACT UP TO 250A AND ACCESSORIES
EZC100H2020 | MG EZC100 H 30kA 2P/2T 20A | 1969000 | 1790000 | #REF! | Truc | In Price Book | 2.2 MCCB EASYPACT UP TO 250A AND ACCESSORIES
EZC100H2025 | MG EZC100 H 30kA 2P/2T 25A | 1969000 | 1790000 | #REF! | Truc | In Price Book | 2.2 MCCB EASYPACT UP TO 250A AND ACCESSORIES
EZC100H2030 | MG EZC100 H 30kA 2P/2T 30A | 1969000 | 1790000 | #REF! | Truc | In Price Book | 2.2 MCCB EASYPACT UP TO 250A AND ACCESSORIES
EZC100H2040 | MG EZC100 H 30kA 2P/2T 40A | 1969000 | 1790000 | #REF! | Truc | In Price Book | 2.2 MCCB EASYPACT UP TO 250A AND ACCESSORIES
EZC100H2050 | MG EZC100 H 30kA 2P/2T 50A | 1969000 | 1790000 | #REF! | Truc | In Price Book | 2.2 MCCB EASYPACT UP TO 250A AND ACCESSORIES
EZC100H2060 | MG EZC100 H 30kA 2P/2T 60A | 2160400 | 1964000 | #REF! | Truc | In Price Book | 2.2 MCCB EASYPACT UP TO 250A AND ACCESSORIES
EZC100H2075 | MG EZC100 H 30kA 2P/2T 75A | 2160400 | 1964000 | #REF! | Truc | In Price Book | 2.2 MCCB EASYPACT UP TO 250A AND ACCESSORIES
EZC100H2080 | MG EZC100 H 30kA 2P/2T 80A | 2160400 | 1964000 | #REF! | Truc | In Price Book | 2.2 MCCB EASYPACT UP TO 250A AND ACCESSORIES
EZC100H2100 | MG EZC100 H 30kA 2P/2T 100A | 2160400 | 1964000 | #REF! | Truc | In Price Book | 2.2 MCCB EASYPACT UP TO 250A AND ACCESSORIES
EZC100H3015 | MG EZC100 H 30kA 3P/3T 15A | 2724700 | 2477000 | #REF! | Truc | In Price Book | 2.2 MCCB EASYPACT UP TO 250A AND ACCESSORIES
EZC100H3020 | MG EZC100 H 30kA 3P/3T 20A | 2724700 | 2477000 | #REF! | Truc | In Price Book | 2.2 MCCB EASYPACT UP TO 250A AND ACCESSORIES
EZC100H3025 | MG EZC100 H 30kA 3P/3T 25A | 2724700 | 2477000 | #REF! | Truc | In Price Book | 2.2 MCCB EASYPACT UP TO 250A AND ACCESSORIES
EZC100H3030 | MG EZC100 H 30kA 3P/3T 30A | 2724700 | 2477000 | #REF! | Truc | In Price Book | 2.2 MCCB EASYPACT UP TO 250A AND ACCESSORIES
EZC100H3040 | MG EZC100 H 30kA 3P/3T 40A | 2724700 | 2477000 | #REF! | Truc | In Price Book | 2.2 MCCB EASYPACT UP TO 250A AND ACCESSORIES
EZC100H3050 | MG EZC100 H 30kA 3P/3T 50A | 2724700 | 2477000 | #REF! | Truc | In Price Book | 2.2 MCCB EASYPACT UP TO 250A AND ACCESSORIES
EZC100H3060 | MG EZC100 H 30kA 3P/3T 60A | 2995300 | 2723000 | #REF! | Truc | In Price Book | 2.2 MCCB EASYPACT UP TO 250A AND ACCESSORIES
EZC100H3075 | MG EZC100 H 30kA 3P/3T 75A | 2995300 | 2723000 | #REF! | Truc | In Price Book | 2.2 MCCB EASYPACT UP TO 250A AND ACCESSORIES
EZC100H3080 | MG EZC100 H 30kA 3P/3T 80A | 2995300 | 2723000 | #REF! | Truc | In Price Book | 2.2 MCCB EASYPACT UP TO 250A AND ACCESSORIES
EZC100H3100 | MG EZC100 H 30kA 3P/3T 100A | 2995300 | 2723000 | #REF! | Truc | In Price Book | 2.2 MCCB EASYPACT UP TO 250A AND ACCESSORIES
EZC100H4015 | EZC100H 30kA @ 415V 4P 15A | 3260400 | 2964000 | #REF! | Truc | In Price Book | 2.2 MCCB EASYPACT UP TO 250A AND ACCESSORIES
EZC100H4020 | EZC100H 30kA @ 415V 4P 20A | 3260400 | 2964000 | #REF! | Truc | In Price Book | 2.2 MCCB EASYPACT UP TO 250A AND ACCESSORIES
EZC100H4025 | EZC100H 30kA @ 415V 4P 25A | 3260400 | 2964000 | #REF! | Truc | In Price Book | 2.2 MCCB EASYPACT UP TO 250A AND ACCESSORIES
EZC100H4030 | EZC100H 30kA @ 415V 4P 30A | 3287900 | 2989000 | #REF! | Truc | In Price Book | 2.2 MCCB EASYPACT UP TO 250A AND ACCESSORIES
EZC100H4040 | EZC100H 30kA @ 415V 4P 40A | 3287900 | 2989000 | #REF! | Truc | In Price Book | 2.2 MCCB EASYPACT UP TO 250A AND ACCESSORIES
EZC100H4050 | EZC100H 30kA @ 415V 4P 50A | 3287900 | 2989000 | #REF! | Truc | In Price Book | 2.2 MCCB EASYPACT UP TO 250A AND ACCESSORIES
EZC100H4060 | EZC100H 30kA @ 415V 4P 60A | 3307700 | 3007000 | #REF! | Truc | In Price Book | 2.2 MCCB EASYPACT UP TO 250A AND ACCESSORIES
EZC100H4075 | EZC100H 30kA @ 415V 4P 75A | 3307700 | 3007000 | #REF! | Truc | In Price Book | 2.2 MCCB EASYPACT UP TO 250A AND ACCESSORIES
EZC100H4080 | EZC100H 30kA @ 415V 4P 80A | 3307700 | 3007000 | #REF! | Truc | In Price Book | 2.2 MCCB EASYPACT UP TO 250A AND ACCESSORIES
EZC100H4100 | EZC100H 30kA @ 415V 4P 100A | 3307700 | 3007000 | #REF! | Truc | In Price Book | 2.2 MCCB EASYPACT UP TO 250A AND ACCESSORIES
EZC100N1015 | MG EZC100 18KA/240V 1P/1T 15A | 1173700 | 1067000 | #REF! | Truc | In Price Book | 2.2 MCCB EASYPACT UP TO 250A AND ACCESSORIES
EZC100N1020 | MG EZC100 18KA/240V 1P/1T 20A | 1173700 | 1067000 | #REF! | Truc | In Price Book | 2.2 MCCB EASYPACT UP TO 250A AND ACCESSORIES
EZC100N1025 | MG EZC100 18KA/240V 1P/1T 25A | 1173700 | 1067000 | #REF! | Truc | In Price Book | 2.2 MCCB EASYPACT UP TO 250A AND ACCESSORIES
EZC100N1030 | MG EZC100 18KA/240V 1P/1T 30A | 1173700 | 1067000 | #REF! | Truc | In Price Book | 2.2 MCCB EASYPACT UP TO 250A AND ACCESSORIES
EZC100N1040 | MG EZC100 18KA/240V 1P/1T 40A | 1173700 | 1067000 | #REF! | Truc | In Price Book | 2.2 MCCB EASYPACT UP TO 250A AND ACCESSORIES
EZC100N1050 | MG EZC100 18KA/240V 1P/1T 50A | 1173700 | 1067000 | #REF! | Truc | In Price Book | 2.2 MCCB EASYPACT UP TO 250A AND ACCESSORIES
EZC100N1060 | MG EZC100 18 kA/240 V 1P 60 A | 1256200 | 1142000 | #REF! | Truc | In Price Book | 2.2 MCCB EASYPACT UP TO 250A AND ACCESSORIES
EZC100N1075 | MG EZC100 18KA/240V 1P/1T 75A | 1256200 | 1142000 | #REF! | Truc | In Price Book | 2.2 MCCB EASYPACT UP TO 250A AND ACCESSORIES
EZC100N1080 | MG EZC100 18KA/240V 1P/1T 80A | 1256200 | 1142000 | #REF! | Truc | In Price Book | 2.2 MCCB EASYPACT UP TO 250A AND ACCESSORIES
EZC100N1100 | MG EZC100 18KA/240V 1P/1T 100A | 1256200 | 1142000 | #REF! | Truc | In Price Book | 2.2 MCCB EASYPACT UP TO 250A AND ACCESSORIES
EZC100N3015 | MG EZC100 N 15kA 3P/3T 15A | 2146100 | 1951000 | #REF! | Truc | In Price Book | 2.2 MCCB EASYPACT UP TO 250A AND ACCESSORIES
EZC100N3020 | MG EZC100 N 15kA 3P/3T 20A | 2146100 | 1951000 | #REF! | Truc | In Price Book | 2.2 MCCB EASYPACT UP TO 250A AND ACCESSORIES
EZC100N3025 | MG EZC100 N 15kA 3P/3T 25A | 2146100 | 1951000 | #REF! | Truc | In Price Book | 2.2 MCCB EASYPACT UP TO 250A AND ACCESSORIES
EZC100N3030 | MG EZC100 N 15kA 3P/3T 30A | 2146100 | 1951000 | #REF! | Truc | In Price Book | 2.2 MCCB EASYPACT UP TO 250A AND ACCESSORIES
EZC100N3040 | MG EZC100 N 15kA 3P/3T 40A | 2146100 | 1951000 | #REF! | Truc | In Price Book | 2.2 MCCB EASYPACT UP TO 250A AND ACCESSORIES
EZC100N3050 | MG EZC100 N 15kA 3P/3T 50A | 2146100 | 1951000 | #REF! | Truc | In Price Book | 2.2 MCCB EASYPACT UP TO 250A AND ACCESSORIES
EZC100N3060 | MG EZC100 N 15kA 3P/3T 60A | 2346300 | 2133000 | #REF! | Truc | In Price Book | 2.2 MCCB EASYPACT UP TO 250A AND ACCESSORIES
EZC100N3075 | MG EZC100 N 15kA 3P/3T 75A | 2346300 | 2133000 | #REF! | Truc | In Price Book | 2.2 MCCB EASYPACT UP TO 250A AND ACCESSORIES
EZC100N3080 | MG EZC100 N 15kA 3P/3T 80A | 2346300 | 2133000 | #REF! | Truc | In Price Book | 2.2 MCCB EASYPACT UP TO 250A AND ACCESSORIES
EZC100N3100 | MG EZC100 N 15kA 3P/3T 100A | 2346300 | 2133000 | #REF! | Truc | In Price Book | 2.2 MCCB EASYPACT UP TO 250A AND ACCESSORIES
EZC100N4015 | EZC100N 15kA @ 415V 4P 15A | 3162500 | 2875000 | #REF! | Truc | In Price Book | 2.2 MCCB EASYPACT UP TO 250A AND ACCESSORIES
EZC100N4020 | EZC100N 15kA @ 415V 4P 20A | 3162500 | 2875000 | #REF! | Truc | In Price Book | 2.2 MCCB EASYPACT UP TO 250A AND ACCESSORIES
EZC100N4025 | EZC100N 15kA @ 415V 4P 25A | 3162500 | 2875000 | #REF! | Truc | In Price Book | 2.2 MCCB EASYPACT UP TO 250A AND ACCESSORIES
EZC100N4030 | EZC100N 15kA @ 415V 4P 30A | 3207600 | 2916000 | #REF! | Truc | In Price Book | 2.2 MCCB EASYPACT UP TO 250A AND ACCESSORIES
EZC100N4040 | EZC100N 15kA @ 415V 4P 40A | 3207600 | 2916000 | #REF! | Truc | In Price Book | 2.2 MCCB EASYPACT UP TO 250A AND ACCESSORIES
EZC100N4050 | EZC100N 15kA @ 415V 4P 50A | 3207600 | 2916000 | #REF! | Truc | In Price Book | 2.2 MCCB EASYPACT UP TO 250A AND ACCESSORIES
EZC100N4060 | EZC100N 15kA @ 415V 4P 60A | 3207600 | 2916000 | #REF! | Truc | In Price Book | 2.2 MCCB EASYPACT UP TO 250A AND ACCESSORIES
EZC100N4075 | EZC100N 15kA @ 415V 4P 75A | 3207600 | 2916000 | #REF! | Truc | In Price Book | 2.2 MCCB EASYPACT UP TO 250A AND ACCESSORIES
EZC100N4080 | EZC100N 15kA @ 415V 4P 80A | 3207600 | 2916000 | #REF! | Truc | In Price Book | 2.2 MCCB EASYPACT UP TO 250A AND ACCESSORIES
EZC100N4100 | EZC100N 15kA @ 415V 4P 100A | 3207600 | 2916000 | #REF! | Truc | In Price Book | 2.2 MCCB EASYPACT UP TO 250A AND ACCESSORIES
EZC250F3100 | MG EZC250F 18kA 3P 100A | 3634400 | 3304000 | #REF! | Truc | In Price Book | 2.2 MCCB EASYPACT UP TO 250A AND ACCESSORIES
EZC250F3125 | MG EZC250F 18kA 3P 125A | 3886300 | 3533000 | #REF! | Truc | In Price Book | 2.2 MCCB EASYPACT UP TO 250A AND ACCESSORIES
EZC250F3150 | MG EZC250F 18kA 3P 150A | 4747600 | 4316000 | #REF! | Truc | In Price Book | 2.2 MCCB EASYPACT UP TO 250A AND ACCESSORIES
EZC250F3160 | MG EZC250F 18kA 3P 160A | 4747600 | 4316000 | #REF! | Truc | In Price Book | 2.2 MCCB EASYPACT UP TO 250A AND ACCESSORIES
EZC250F3175 | MG EZC250F 18kA 3P 175A | 5012700 | 4557000 | #REF! | Truc | In Price Book | 2.2 MCCB EASYPACT UP TO 250A AND ACCESSORIES
EZC250F3200 | MG EZC250F 18kA 3P 200A | 5450500 | 4955000 | #REF! | Truc | In Price Book | 2.2 MCCB EASYPACT UP TO 250A AND ACCESSORIES
EZC250F3225 | MG EZC250F 18kA 3P 225A | 5450500 | 4955000 | #REF! | Truc | In Price Book | 2.2 MCCB EASYPACT UP TO 250A AND ACCESSORIES
EZC250F3250 | MG EZC250F 18kA 3P 250A | 5450500 | 4955000 | #REF! | Truc | In Price Book | 2.2 MCCB EASYPACT UP TO 250A AND ACCESSORIES
EZC250H2100 | MG EZC250H 85kA 2P 100A | 3762000 | 3420000 | #REF! | Truc | In Price Book | 2.2 MCCB EASYPACT UP TO 250A AND ACCESSORIES
EZC250H2125 | MG EZC250H 85kA 2P 125A | 3878600 | 3526000 | #REF! | Truc | In Price Book | 2.2 MCCB EASYPACT UP TO 250A AND ACCESSORIES
EZC250H2150 | MG EZC250H 85kA 2P 150A | 4758600 | 4326000 | #REF! | Truc | In Price Book | 2.2 MCCB EASYPACT UP TO 250A AND ACCESSORIES
EZC250H2160 | MG EZC250H 85kA 2P 160A | 4758600 | 4326000 | #REF! | Truc | In Price Book | 2.2 MCCB EASYPACT UP TO 250A AND ACCESSORIES
EZC250H2175 | MG EZC250H 85kA 2P 175A | 5744200 | 5222000 | #REF! | Truc | In Price Book | 2.2 MCCB EASYPACT UP TO 250A AND ACCESSORIES
EZC250H2200 | MG EZC250H 85kA 2P 200A | 5744200 | 5222000 | #REF! | Truc | In Price Book | 2.2 MCCB EASYPACT UP TO 250A AND ACCESSORIES
EZC250H2225 | MG EZC250H 85kA 2P 225A | 5744200 | 5222000 | #REF! | Truc | In Price Book | 2.2 MCCB EASYPACT UP TO 250A AND ACCESSORIES
EZC250H2250 | MG EZC250H 85kA 2P 250A | 5744200 | 5222000 | #REF! | Truc | In Price Book | 2.2 MCCB EASYPACT UP TO 250A AND ACCESSORIES
EZC250H3100 | MG EZC250H 36kA 3P 100A | 3886300 | 3533000 | #REF! | Truc | In Price Book | 2.2 MCCB EASYPACT UP TO 250A AND ACCESSORIES
EZC250H3125 | MG EZC250H 36kA 3P 125A | 4612300 | 4193000 | #REF! | Truc | In Price Book | 2.2 MCCB EASYPACT UP TO 250A AND ACCESSORIES
EZC250H3150 | MG EZC250H 36kA 3P 150A | 5655100 | 5141000 | #REF! | Truc | In Price Book | 2.2 MCCB EASYPACT UP TO 250A AND ACCESSORIES
EZC250H3160 | MG EZC250H 36kA 3P 160A | 5655100 | 5141000 | #REF! | Truc | In Price Book | 2.2 MCCB EASYPACT UP TO 250A AND ACCESSORIES
EZC250H3175 | MG EZC250H 36kA 3P 175A | 6828800 | 6208000 | #REF! | Truc | In Price Book | 2.2 MCCB EASYPACT UP TO 250A AND ACCESSORIES
EZC250H3200 | MG EZC250H 36kA 3P 200A | 6828800 | 6208000 | #REF! | Truc | In Price Book | 2.2 MCCB EASYPACT UP TO 250A AND ACCESSORIES
EZC250H3225 | MG EZC250H 36kA 3P 225A | 6828800 | 6208000 | #REF! | Truc | In Price Book | 2.2 MCCB EASYPACT UP TO 250A AND ACCESSORIES
EZC250H3250 | MG EZC250H 36kA 3P 250A | 6828800 | 6208000 | #REF! | Truc | In Price Book | 2.2 MCCB EASYPACT UP TO 250A AND ACCESSORIES
EZC250H4063 | EZC250H 36KA 4P3D 063A | 5177700 | 4707000 | #REF! | Truc | In Price Book | 2.2 MCCB EASYPACT UP TO 250A AND ACCESSORIES
EZC250H4080 | EZC250H 36KA 4P3D 080A | 5177700 | 4707000 | #REF! | Truc | In Price Book | 2.2 MCCB EASYPACT UP TO 250A AND ACCESSORIES
EZC250H4100 | EZC250H 36KA 4P3D 100A | 5177700 | 4707000 | #REF! | Truc | In Price Book | 2.2 MCCB EASYPACT UP TO 250A AND ACCESSORIES
EZC250H4125 | EZC250H 36KA 4P3D 125A | 6260100 | 5691000 | #REF! | Truc | In Price Book | 2.2 MCCB EASYPACT UP TO 250A AND ACCESSORIES
EZC250H4150 | EZC250H 36KA 4P3D 150A | 7782500 | 7075000 | #REF! | Truc | In Price Book | 2.2 MCCB EASYPACT UP TO 250A AND ACCESSORIES
EZC250H4160 | EZC250H 36KA 4P3D 160A | 7782500 | 7075000 | #REF! | Truc | In Price Book | 2.2 MCCB EASYPACT UP TO 250A AND ACCESSORIES
EZC250H4175 | EZC250H 36KA 4P3D 175A | 9165200 | 8332000 | #REF! | Truc | In Price Book | 2.2 MCCB EASYPACT UP TO 250A AND ACCESSORIES
EZC250H4200 | EZC250H 36KA 4P3D 200A | 9551300 | 8683000 | #REF! | Truc | In Price Book | 2.2 MCCB EASYPACT UP TO 250A AND ACCESSORIES
EZC250H4225 | EZC250H 36KA 4P3D 225A | 9551300 | 8683000 | #REF! | Truc | In Price Book | 2.2 MCCB EASYPACT UP TO 250A AND ACCESSORIES
EZC250H4250 | EZC250H 36KA 4P3D 250A | 9551300 | 8683000 | #REF! | Truc | In Price Book | 2.2 MCCB EASYPACT UP TO 250A AND ACCESSORIES
EZC250N3100 | MG EZC250N 25kA 3P 100A | 3788400 | 3444000 | #REF! | Truc | In Price Book | 2.2 MCCB EASYPACT UP TO 250A AND ACCESSORIES
EZC250N3125 | MG EZC250N 25kA 3P 125A | 4266900 | 3879000 | #REF! | Truc | In Price Book | 2.2 MCCB EASYPACT UP TO 250A AND ACCESSORIES
EZC250N3150 | MG EZC250N 25kA 3P 150A | 5208500 | 4735000 | #REF! | Truc | In Price Book | 2.2 MCCB EASYPACT UP TO 250A AND ACCESSORIES
EZC250N3160 | MG EZC250N 25kA 3P 160A | 5208500 | 4735000 | #REF! | Truc | In Price Book | 2.2 MCCB EASYPACT UP TO 250A AND ACCESSORIES
EZC250N3175 | MG EZC250N 25kA 3P 175A | 5404300 | 4913000 | #REF! | Truc | In Price Book | 2.2 MCCB EASYPACT UP TO 250A AND ACCESSORIES
EZC250N3200 | MG EZC250N 25kA 3P 200A | 6151200 | 5592000 | #REF! | Truc | In Price Book | 2.2 MCCB EASYPACT UP TO 250A AND ACCESSORIES
EZC250N3225 | MG EZC250N 25kA 3P 225A | 6151200 | 5592000 | #REF! | Truc | In Price Book | 2.2 MCCB EASYPACT UP TO 250A AND ACCESSORIES
EZC250N3250 | MG EZC250N 25kA 3P 250A | 6151200 | 5592000 | #REF! | Truc | In Price Book | 2.2 MCCB EASYPACT UP TO 250A AND ACCESSORIES
EZC250N4063 | EZC250N 25KA 4P3D 063A | 4910400 | 4464000 | #REF! | Truc | In Price Book | 2.2 MCCB EASYPACT UP TO 250A AND ACCESSORIES
EZC250N4080 | EZC250N 25KA 4P3D 080A | 4910400 | 4464000 | #REF! | Truc | In Price Book | 2.2 MCCB EASYPACT UP TO 250A AND ACCESSORIES
EZC250N4100 | EZC250N 25KA 4P3D 100A | 4910400 | 4464000 | #REF! | Truc | In Price Book | 2.2 MCCB EASYPACT UP TO 250A AND ACCESSORIES
EZC250N4125 | EZC250N 25KA 4P3D 125A | 6161100 | 5601000 | #REF! | Truc | In Price Book | 2.2 MCCB EASYPACT UP TO 250A AND ACCESSORIES
EZC250N4150 | EZC250N 25KA 4P3D 150A | 7392000 | 6720000 | #REF! | Truc | In Price Book | 2.2 MCCB EASYPACT UP TO 250A AND ACCESSORIES
EZC250N4160 | EZC250N 25KA 4P3D 160A | 7392000 | 6720000 | #REF! | Truc | In Price Book | 2.2 MCCB EASYPACT UP TO 250A AND ACCESSORIES
EZC250N4175 | EZC250N 25KA 4P3D 175A | 8010200 | 7282000 | #REF! | Truc | In Price Book | 2.2 MCCB EASYPACT UP TO 250A AND ACCESSORIES
EZC250N4200 | EZC250N 25KA 4P3D 200A | 8157600 | 7416000 | #REF! | Truc | In Price Book | 2.2 MCCB EASYPACT UP TO 250A AND ACCESSORIES
EZC250N4225 | EZC250N 25KA 4P3D 225A | 8157600 | 7416000 | #REF! | Truc | In Price Book | 2.2 MCCB EASYPACT UP TO 250A AND ACCESSORIES
EZC250N4250 | EZC250N 25KA 4P3D 250A | 8157600 | 7416000 | #REF! | Truc | In Price Book | 2.2 MCCB EASYPACT UP TO 250A AND ACCESSORIES
EZC400H3320N | EZC400H TM320D 3P | 8946300 | 8133000 | #REF! | Truc | In Price Book | 4.5 MCCB EASYPACT > 250A, EZCV AND ACCESSORIES
EZC400H3350N | EZC400H TM350D 3P | 8946300 | 8133000 | #REF! | Truc | In Price Book | 4.5 MCCB EASYPACT > 250A, EZCV AND ACCESSORIES
EZC400H3400N | EZC400H TM400D 3P | 8946300 | 8133000 | #REF! | Truc | In Price Book | 4.5 MCCB EASYPACT > 250A, EZCV AND ACCESSORIES
EZC400H4320N | EZC400H TM320D 4P | 10478600 | 9526000 | #REF! | Truc | In Price Book | 4.5 MCCB EASYPACT > 250A, EZCV AND ACCESSORIES
EZC400H4350N | EZC400H TM350D 4P | 10478600 | 9526000 | #REF! | Truc | In Price Book | 4.5 MCCB EASYPACT > 250A, EZCV AND ACCESSORIES
EZC400H4400N | EZC400H TM400D 4P | 10895500 | 9905000 | #REF! | Truc | In Price Book | 4.5 MCCB EASYPACT > 250A, EZCV AND ACCESSORIES
EZC400N3320N | EZC400N TM320D 3P | 8148800 | 7408000 | #REF! | Truc | In Price Book | 4.5 MCCB EASYPACT > 250A, EZCV AND ACCESSORIES
EZC400N3350N | EZC400N TM350D 3P | 8148800 | 7408000 | #REF! | Truc | In Price Book | 4.5 MCCB EASYPACT > 250A, EZCV AND ACCESSORIES
EZC400N3400N | EZC400N TM400D 3P | 8148800 | 7408000 | #REF! | Truc | In Price Book | 4.5 MCCB EASYPACT > 250A, EZCV AND ACCESSORIES
EZC400N4320N | EZC400N TM320D 4P | 9793300 | 8903000 | #REF! | Truc | In Price Book | 4.5 MCCB EASYPACT > 250A, EZCV AND ACCESSORIES
EZC400N4350N | EZC400N TM350D 4P | 9793300 | 8903000 | #REF! | Truc | In Price Book | 4.5 MCCB EASYPACT > 250A, EZCV AND ACCESSORIES
EZC400N4400N | EZC400N TM400D 4P | 10182700 | 9257000 | #REF! | Truc | In Price Book | 4.5 MCCB EASYPACT > 250A, EZCV AND ACCESSORIES
EZC630H3400N | EZC630H TM400D 3P | 11061600 | 10056000 | #REF! | Truc | In Price Book | 4.5 MCCB EASYPACT > 250A, EZCV AND ACCESSORIES
EZC630H3500N | EZC630H TM500D 3P | 11061600 | 10056000 | #REF! | Truc | In Price Book | 4.5 MCCB EASYPACT > 250A, EZCV AND ACCESSORIES
EZC630H3600N | EZC630H TM600D 3P | 11061600 | 10056000 | #REF! | Truc | In Price Book | 4.5 MCCB EASYPACT > 250A, EZCV AND ACCESSORIES
EZC630H4400N | EZC630H TM400D 4P | 14792800 | 13448000 | #REF! | Truc | In Price Book | 4.5 MCCB EASYPACT > 250A, EZCV AND ACCESSORIES
EZC630H4500N | EZC630H TM500D 4P | 14792800 | 13448000 | #REF! | Truc | In Price Book | 4.5 MCCB EASYPACT > 250A, EZCV AND ACCESSORIES
EZC630H4600N | EZC630H TM600D 4P | 14792800 | 13448000 | #REF! | Truc | In Price Book | 4.5 MCCB EASYPACT > 250A, EZCV AND ACCESSORIES
EZC630N3400N | EZC630N TM400D 3P | 9876900 | 8979000 | #REF! | Truc | In Price Book | 4.5 MCCB EASYPACT > 250A, EZCV AND ACCESSORIES
EZC630N3500N | EZC630N TM500D 3P | 9876900 | 8979000 | #REF! | Truc | In Price Book | 4.5 MCCB EASYPACT > 250A, EZCV AND ACCESSORIES
EZC630N3600N | EZC630N TM600D 3P | 9876900 | 8979000 | #REF! | Truc | In Price Book | 4.5 MCCB EASYPACT > 250A, EZCV AND ACCESSORIES
EZC630N4400N | EZC630N TM400D 4P | 13824800 | 12568000 | #REF! | Truc | In Price Book | 4.5 MCCB EASYPACT > 250A, EZCV AND ACCESSORIES
EZC630N4500N | EZC630N TM500D 4P | 13824800 | 12568000 | #REF! | Truc | In Price Book | 4.5 MCCB EASYPACT > 250A, EZCV AND ACCESSORIES
EZC630N4600N | EZC630N TM600D 4P | 13824800 | 12568000 | #REF! | Truc | In Price Book | 4.5 MCCB EASYPACT > 250A, EZCV AND ACCESSORIES
EZCV250H4200 | EZCV250H 36KA 4P3D 200A | 21704100 | 19731000 | #REF! | Truc | In Price Book | 4.5 MCCB EASYPACT > 250A, EZCV AND ACCESSORIES
EZCV250N3063 | EZCV250N 25KA 3P3D 063A | 9166300 | 8333000 | #REF! | Truc | In Price Book | 4.5 MCCB EASYPACT > 250A, EZCV AND ACCESSORIES
EZCV250N3080 | EZCV250N 25KA 3P3D 080A | 9166300 | 8333000 | #REF! | Truc | In Price Book | 4.5 MCCB EASYPACT > 250A, EZCV AND ACCESSORIES
EZCV250N3100 | EZCV250N 25KA 3P3D 100A | 9166300 | 8333000 | #REF! | Truc | In Price Book | 4.5 MCCB EASYPACT > 250A, EZCV AND ACCESSORIES
EZCV250N3125 | EZCV250N 25KA 3P3D 125A | 9596400 | 8724000 | #REF! | Truc | In Price Book | 4.5 MCCB EASYPACT > 250A, EZCV AND ACCESSORIES
EZCV250N4063 | EZCV250N 25KA 4P4D 063A | 11728200 | 10662000 | #REF! | Truc | In Price Book | 4.5 MCCB EASYPACT > 250A, EZCV AND ACCESSORIES
EZCV250N4100 | EZCV250N 25KA 4P4D 100A | 11728200 | 10662000 | #REF! | Truc | In Price Book | 4.5 MCCB EASYPACT > 250A, EZCV AND ACCESSORIES
EZCV250N4160 | EZCV250N 25KA 4P4D 160A | 15436300 | 14033000 | #REF! | Truc | In Price Book | 4.5 MCCB EASYPACT > 250A, EZCV AND ACCESSORIES
EZCV250N4200 | EZCV250N 25KA 4P4D 200A | 19551400 | 17774000 | #REF! | Truc | In Price Book | 4.5 MCCB EASYPACT > 250A, EZCV AND ACCESSORIES
EZCV250N4250 | EZCV250N 25KA 4P4D 250A | 19551400 | 17774000 | #REF! | Truc | In Price Book | 4.5 MCCB EASYPACT > 250A, EZCV AND ACCESSORIES
EZEAL | EZ ALARM SWITCH (AL) | 773300 | 703000 | #REF! | Truc | In Price Book | 2.2 MCCB EASYPACT UP TO 250A AND ACCESSORIES
EZEAX | EZ AUXILIARY SWITCH (AX) | 773300 | 703000 | #REF! | Truc | In Price Book | 2.2 MCCB EASYPACT UP TO 250A AND ACCESSORIES
EZEAXAL | EZ AUXILIARY/ALARM SWITCH (AX/AL) | 1288100 | 1171000 | #REF! | Truc | In Price Book | 2.2 MCCB EASYPACT UP TO 250A AND ACCESSORIES
EZEFASB2 | EZ250 Phase barriers 2Pc | 124300 | 113000 | #REF! | Truc | In Price Book | 2.2 MCCB EASYPACT UP TO 250A AND ACCESSORIES
EZELOCK | EZ250 Padlocking system | 188100 | 171000 | #REF! | Truc | In Price Book | 2.2 MCCB EASYPACT UP TO 250A AND ACCESSORIES
EZELOCKN | PADLOCKING DEVICE EZ250 CIRCUIT BREAKER | 188100 | 171000 | #REF! | Truc | In Price Book | 2.2 MCCB EASYPACT UP TO 250A AND ACCESSORIES
EZEROTDS | EZ250 Standard direct rotary handle | 1460800 | 1328000 | #REF! | Truc | In Price Book | 2.2 MCCB EASYPACT UP TO 250A AND ACCESSORIES
EZEROTE | EZ250 Extended rotary handle | 2492600 | 2266000 | #REF! | Truc | In Price Book | 2.2 MCCB EASYPACT UP TO 250A AND ACCESSORIES
EZESHT024DC | EZ250 Shunt trip release SHT 24VDC | 1559800 | 1418000 | #REF! | Truc | In Price Book | 2.2 MCCB EASYPACT UP TO 250A AND ACCESSORIES
EZESHT100AC | EZ250 Shunt trip release SHT 100 120VAC | 1559800 | 1418000 | #REF! | Truc | In Price Book | 2.2 MCCB EASYPACT UP TO 250A AND ACCESSORIES
EZESHT200AC | EZ SHUNT TRIP (SHT) 200-240 V AC | 1559800 | 1418000 | #REF! | Truc | In Price Book | 2.2 MCCB EASYPACT UP TO 250A AND ACCESSORIES
EZESHT400AC | EZ250 Shunt trip release SHT 380 440VA | 1559800 | 1418000 | #REF! | Truc | In Price Book | 2.2 MCCB EASYPACT UP TO 250A AND ACCESSORIES
EZESPDR3P | TERMINAL EXTENSION (SPREADER) | 286000 | 260000 | #REF! | Truc | In Price Book | 2.2 MCCB EASYPACT UP TO 250A AND ACCESSORIES
EZETSHD3P | EZ250 Terminal shields 3P 2Pcs | 286000 | 260000 | #REF! | Truc | In Price Book | 2.2 MCCB EASYPACT UP TO 250A AND ACCESSORIES
EZEUVR200AC | EZ UVR 200-240 V AC | 5504400 | 5004000 | #REF! | Truc | In Price Book | 2.2 MCCB EASYPACT UP TO 250A AND ACCESSORIES
EZEUVRN048DC | UVR COIL MN 048V DC EZ250 CIRCUIT BREAK | 5909200 | 5372000 | #REF! | Truc | In Price Book | 2.2 MCCB EASYPACT UP TO 250A AND ACCESSORIES
EZEUVRN125DC | UVR COIL MN 125V DC EZ250 CIRCUIT BREAK | 5909200 | 5372000 | #REF! | Truc | In Price Book | 2.2 MCCB EASYPACT UP TO 250A AND ACCESSORIES
EZEUVRN277AC | UVR COIL MN 277V CA EZ250 CIRCUIT BREAK | 6870600 | 6246000 | #REF! | Truc | In Price Book | 2.2 MCCB EASYPACT UP TO 250A AND ACCESSORIES
EZEUVRN400AC | UVR COIL MN 400V CA EZ250 CIRCUIT BREAK | 8244500 | 7495000 | #REF! | Truc | In Price Book | 2.2 MCCB EASYPACT UP TO 250A AND ACCESSORIES
EZEUVRN440AC | UVR COIL MN 440V CA EZ250 CIRCUIT BREAK | 8244500 | 7495000 | #REF! | Truc | In Price Book | 2.2 MCCB EASYPACT UP TO 250A AND ACCESSORIES
EZS100E3016 | EZS100E TM16D 3P3D circuit breaker | 1644500 | 1495000 | #REF! | Truc | In Price Book | 2.12 EasyPact EZS100/630
EZS100E3020 | EZS100E TM20D 3P3D circuit breaker | 1644500 | 1495000 | #REF! | Truc | In Price Book | 2.12 EasyPact EZS100/630
EZS100E3025 | EZS100E TM25D 3P3D circuit breaker | 1644500 | 1495000 | #REF! | Truc | In Price Book | 2.12 EasyPact EZS100/630
EZS100E3032 | EZS100E TM32D 3P3D circuit breaker | 1644500 | 1495000 | #REF! | Truc | In Price Book | 2.12 EasyPact EZS100/630
EZS100E3040 | EZS100E TM40D 3P3D circuit breaker | 1644500 | 1495000 | #REF! | Truc | In Price Book | 2.12 EasyPact EZS100/630
EZS100E3050 | EZS100E TM50D 3P3D circuit breaker | 1644500 | 1495000 | #REF! | Truc | In Price Book | 2.12 EasyPact EZS100/630
EZS100E3063 | EZS100E TM63D 3P3D circuit breaker | 1644500 | 1495000 | #REF! | Truc | In Price Book | 2.12 EasyPact EZS100/630
EZS100E3080 | EZS100E TM80D 3P3D circuit breaker | 1644500 | 1495000 | #REF! | Truc | In Price Book | 2.12 EasyPact EZS100/630
EZS100E3100 | EZS100E TM100D 3P3D circuit breaker | 1644500 | 1495000 | #REF! | Truc | In Price Book | 2.12 EasyPact EZS100/630
EZS100E4016 | EZS100E TM16D 4P3D circuit breaker | 2219800 | 2018000 | #REF! | Truc | In Price Book | 2.12 EasyPact EZS100/630
EZS100E4020 | EZS100E TM20D 4P3D circuit breaker | 2219800 | 2018000 | #REF! | Truc | In Price Book | 2.12 EasyPact EZS100/630
EZS100E4025 | EZS100E TM25D 4P3D circuit breaker | 2219800 | 2018000 | #REF! | Truc | In Price Book | 2.12 EasyPact EZS100/630
EZS100E4032 | EZS100E TM32D 4P3D circuit breaker | 2219800 | 2018000 | #REF! | Truc | In Price Book | 2.12 EasyPact EZS100/630
EZS100E4040 | EZS100E TM40D 4P3D circuit breaker | 2219800 | 2018000 | #REF! | Truc | In Price Book | 2.12 EasyPact EZS100/630
EZS100E4050 | EZS100E TM50D 4P3D circuit breaker | 2219800 | 2018000 | #REF! | Truc | In Price Book | 2.12 EasyPact EZS100/630
EZS100E4063 | EZS100E TM63D 4P3D circuit breaker | 2219800 | 2018000 | #REF! | Truc | In Price Book | 2.12 EasyPact EZS100/630
EZS100E4080 | EZS100E TM80D 4P3D circuit breaker | 2219800 | 2018000 | #REF! | Truc | In Price Book | 2.12 EasyPact EZS100/630
EZS100E4100 | EZS100E TM100D 4P3D circuit breaker | 2219800 | 2018000 | #REF! | Truc | In Price Book | 2.12 EasyPact EZS100/630
EZS100F3016 | EZS100F TM16D 3P3D circuit breaker | 1846900 | 1679000 | #REF! | Truc | In Price Book | 2.12 EasyPact EZS100/630
EZS100F3020 | EZS100F TM20D 3P3D circuit breaker | 1846900 | 1679000 | #REF! | Truc | In Price Book | 2.12 EasyPact EZS100/630
EZS100F3025 | EZS100F TM25D 3P3D circuit breaker | 1846900 | 1679000 | #REF! | Truc | In Price Book | 2.12 EasyPact EZS100/630
EZS100F3032 | EZS100F TM32D 3P3D circuit breaker | 1846900 | 1679000 | #REF! | Truc | In Price Book | 2.12 EasyPact EZS100/630
EZS100F3040 | EZS100F TM40D 3P3D circuit breaker | 1846900 | 1679000 | #REF! | Truc | In Price Book | 2.12 EasyPact EZS100/630
EZS100F3050 | EZS100F TM50D 3P3D circuit breaker | 1846900 | 1679000 | #REF! | Truc | In Price Book | 2.12 EasyPact EZS100/630
EZS100F3063 | EZS100F TM63D 3P3D circuit breaker | 1966800 | 1788000 | #REF! | Truc | In Price Book | 2.12 EasyPact EZS100/630
EZS100F3080 | EZS100F TM80D 3P3D circuit breaker | 1966800 | 1788000 | #REF! | Truc | In Price Book | 2.12 EasyPact EZS100/630
EZS100F3100 | EZS100F TM100D 3P3D circuit breaker | 1966800 | 1788000 | #REF! | Truc | In Price Book | 2.12 EasyPact EZS100/630
EZS100F4016 | EZS100F TM16D 4P3D circuit breaker | 2308900 | 2099000 | #REF! | Truc | In Price Book | 2.12 EasyPact EZS100/630
EZS100F4020 | EZS100F TM20D 4P3D circuit breaker | 2308900 | 2099000 | #REF! | Truc | In Price Book | 2.12 EasyPact EZS100/630
EZS100F4025 | EZS100F TM25D 4P3D circuit breaker | 2308900 | 2099000 | #REF! | Truc | In Price Book | 2.12 EasyPact EZS100/630
EZS100F4032 | EZS100F TM32D 4P3D circuit breaker | 2308900 | 2099000 | #REF! | Truc | In Price Book | 2.12 EasyPact EZS100/630
EZS100F4040 | EZS100F TM40D 4P3D circuit breaker | 2308900 | 2099000 | #REF! | Truc | In Price Book | 2.12 EasyPact EZS100/630
EZS100F4050 | EZS100F TM50D 4P3D circuit breaker | 2308900 | 2099000 | #REF! | Truc | In Price Book | 2.12 EasyPact EZS100/630
EZS100F4063 | EZS100F TM63D 4P3D circuit breaker | 2308900 | 2099000 | #REF! | Truc | In Price Book | 2.12 EasyPact EZS100/630
EZS100F4080 | EZS100F TM80D 4P3D circuit breaker | 2308900 | 2099000 | #REF! | Truc | In Price Book | 2.12 EasyPact EZS100/630
EZS100F4100 | EZS100F TM100D 4P3D circuit breaker | 2308900 | 2099000 | #REF! | Truc | In Price Book | 2.12 EasyPact EZS100/630
EZS160E3100 | EZS160E TM100D 3P3D circuit breaker | 2553100 | 2321000 | #REF! | Truc | In Price Book | 2.12 EasyPact EZS100/630
EZS160E3125 | EZS160E TM125D 3P3D circuit breaker | 2775300 | 2523000 | #REF! | Truc | In Price Book | 2.12 EasyPact EZS100/630
EZS160E3160 | EZS160E TM160D 3P3D circuit breaker | 3329700 | 3027000 | #REF! | Truc | In Price Book | 2.12 EasyPact EZS100/630
EZS160E4100 | EZS160E TM100D 4P3D circuit breaker | 2997500 | 2725000 | #REF! | Truc | In Price Book | 2.12 EasyPact EZS100/630
EZS160E4125 | EZS160E TM125D 4P3D circuit breaker | 3746600 | 3406000 | #REF! | Truc | In Price Book | 2.12 EasyPact EZS100/630
EZS160E4160 | EZS160E TM160D 4P3D circuit breaker | 4495700 | 4087000 | #REF! | Truc | In Price Book | 2.12 EasyPact EZS100/630
EZS160F3100 | EZS160F TM100D 3P3D circuit breaker | 2783000 | 2530000 | #REF! | Truc | In Price Book | 2.12 EasyPact EZS100/630
EZS160F3125 | EZS160F TM125D 3P3D circuit breaker | 3025000 | 2750000 | #REF! | Truc | In Price Book | 2.12 EasyPact EZS100/630
EZS160F3160 | EZS160F TM160D 3P3D circuit breaker | 3630000 | 3300000 | #REF! | Truc | In Price Book | 2.12 EasyPact EZS100/630
EZS160F4100 | EZS160F TM100D 4P3D circuit breaker | 3267000 | 2970000 | #REF! | Truc | In Price Book | 2.12 EasyPact EZS100/630
EZS160F4125 | EZS160F TM125D 4P3D circuit breaker | 4083200 | 3712000 | #REF! | Truc | In Price Book | 2.12 EasyPact EZS100/630
EZS160F4160 | EZS160F TM160D 4P3D circuit breaker | 4900500 | 4455000 | #REF! | Truc | In Price Book | 2.12 EasyPact EZS100/630
EZS250E3200 | EZS250E TM200D 3P3D circuit breaker | 4209700 | 3827000 | #REF! | Truc | In Price Book | 2.12 EasyPact EZS100/630
EZS250E3225 | EZS250E TM225D 3P3D circuit breaker | 4209700 | 3827000 | #REF! | Truc | In Price Book | 2.12 EasyPact EZS100/630
EZS250E3250 | EZS250E TM250D 3P3D circuit breaker | 4209700 | 3827000 | #REF! | Truc | In Price Book | 2.12 EasyPact EZS100/630
EZS250E4200 | EZS250E TM200D 4P3D circuit breaker | 5683700 | 5167000 | #REF! | Truc | In Price Book | 2.12 EasyPact EZS100/630
EZS250E4225 | EZS250E TM225D 4P3D circuit breaker | 5683700 | 5167000 | #REF! | Truc | In Price Book | 2.12 EasyPact EZS100/630
EZS250E4250 | EZS250E TM250D 4P3D circuit breaker | 5683700 | 5167000 | #REF! | Truc | In Price Book | 2.12 EasyPact EZS100/630
EZS250F3200 | EZS250F TM200D 3P3D circuit breaker | 4589200 | 4172000 | #REF! | Truc | In Price Book | 2.12 EasyPact EZS100/630
EZS250F3225 | EZS250F TM225D 3P3D circuit breaker | 4589200 | 4172000 | #REF! | Truc | In Price Book | 2.12 EasyPact EZS100/630
EZS250F3250 | EZS250F TM250D 3P3D circuit breaker | 4589200 | 4172000 | #REF! | Truc | In Price Book | 2.12 EasyPact EZS100/630
EZS250F4200 | EZS250F TM200D 4P3D circuit breaker | 6195200 | 5632000 | #REF! | Truc | In Price Book | 2.12 EasyPact EZS100/630
EZS250F4225 | EZS250F TM225D 4P3D circuit breaker | 6195200 | 5632000 | #REF! | Truc | In Price Book | 2.12 EasyPact EZS100/630
EZS250F4250 | EZS250F TM250D 4P3D circuit breaker | 6195200 | 5632000 | #REF! | Truc | In Price Book | 2.12 EasyPact EZS100/630
EZS400F3315 | EZS400F TM315D 3P3D circuit breaker | 5471400 | 4974000 | #REF! | Truc | In Price Book | 2.12 EasyPact EZS100/630
EZS400F3350 | EZS400F TM350D 3P3D circuit breaker | 5471400 | 4974000 | #REF! | Truc | In Price Book | 2.12 EasyPact EZS100/630
EZS400F3400 | EZS400F TM400D 3P3D circuit breaker | 5471400 | 4974000 | #REF! | Truc | In Price Book | 2.12 EasyPact EZS100/630
EZS400F4315 | EZS400F TM315D 4P3D circuit breaker | 7386500 | 6715000 | #REF! | Truc | In Price Book | 2.12 EasyPact EZS100/630
EZS400F4350 | EZS400F TM350D 4P3D circuit breaker | 7386500 | 6715000 | #REF! | Truc | In Price Book | 2.12 EasyPact EZS100/630
EZS400F4400 | EZS400F TM400D 4P3D circuit breaker | 7386500 | 6715000 | #REF! | Truc | In Price Book | 2.12 EasyPact EZS100/630
EZS400N3315 | EZS400N TM315D 3P3D circuit breaker | 5923500 | 5385000 | #REF! | Truc | In Price Book | 2.12 EasyPact EZS100/630
EZS400N3350 | EZS400N TM350D 3P3D circuit breaker | 5923500 | 5385000 | #REF! | Truc | In Price Book | 2.12 EasyPact EZS100/630
EZS400N3400 | EZS400N TM400D 3P3D circuit breaker | 5923500 | 5385000 | #REF! | Truc | In Price Book | 2.12 EasyPact EZS100/630
EZS400N4315 | EZS400N TM315D 4P3D circuit breaker | 7780300 | 7073000 | #REF! | Truc | In Price Book | 2.12 EasyPact EZS100/630
EZS400N4350 | EZS400N TM350D 4P3D circuit breaker | 7780300 | 7073000 | #REF! | Truc | In Price Book | 2.12 EasyPact EZS100/630
EZS400N4400 | EZS400N TM400D 4P3D circuit breaker | 7780300 | 7073000 | #REF! | Truc | In Price Book | 2.12 EasyPact EZS100/630
EZS630F3500 | EZS630F TM500D 3P3D circuit breaker | 7260000 | 6600000 | #REF! | Truc | In Price Book | 2.12 EasyPact EZS100/630
EZS630F3600 | EZS630F TM600D 3P3D circuit breaker | 7260000 | 6600000 | #REF! | Truc | In Price Book | 2.12 EasyPact EZS100/630
EZS630F4500 | EZS630F TM500D 4P3D circuit breaker | 9801000 | 8910000 | #REF! | Truc | In Price Book | 2.12 EasyPact EZS100/630
EZS630F4600 | EZS630F TM600D 4P3D circuit breaker | 9801000 | 8910000 | #REF! | Truc | In Price Book | 2.12 EasyPact EZS100/630
EZS630N3500 | EZS630N TM500D 3P3D circuit breaker | 7859500 | 7145000 | #REF! | Truc | In Price Book | 2.12 EasyPact EZS100/630
EZS630N3600 | EZS630N TM600D 3P3D circuit breaker | 7859500 | 7145000 | #REF! | Truc | In Price Book | 2.12 EasyPact EZS100/630
EZS630N4500 | EZS630N TM500D 4P3D circuit breaker | 10609500 | 9645000 | #REF! | Truc | In Price Book | 2.12 EasyPact EZS100/630
EZS630N4600 | EZS630N TM600D 4P3D circuit breaker | 10609500 | 9645000 | #REF! | Truc | In Price Book | 2.12 EasyPact EZS100/630
GCR_MTZ1_CB | MTZ106H12.0X3PMF | 95939800 | 87218000 | #REF! | Truc | In Price Book | 4.2 CIRCUIT PROTECTION >1000A
GCR_MTZ1_CB | MTZ108H12.0X3PMF | 96717500 | 87925000 | #REF! | Truc | In Price Book | 4.2 CIRCUIT PROTECTION >1000A
GCR_MTZ1_CB | MTZ110H12.0X3PMF | 100403600 | 91276000 | #REF! | Truc | In Price Book | 4.2 CIRCUIT PROTECTION >1000A
GCR_MTZ1_CB | MTZ112H12.0X3PMF | 104982900 | 95439000 | #REF! | Truc | In Price Book | 4.2 CIRCUIT PROTECTION >1000A
GCR_MTZ1_CB | MTZ116H12.0X3PMF | 114173400 | 103794000 | #REF! | Truc | In Price Book | 4.2 CIRCUIT PROTECTION >1000A
GCR_MTZ1_CB | MTZ106H12.0X3PMD | 128648300 | 116953000 | #REF! | Truc | In Price Book | 4.2 CIRCUIT PROTECTION >1000A
GCR_MTZ1_CB | MTZ108H12.0X3PMD | 128648300 | 116953000 | #REF! | Truc | In Price Book | 4.2 CIRCUIT PROTECTION >1000A
GCR_MTZ1_CB | MTZ110H12.0X3PMD | 132805200 | 120732000 | #REF! | Truc | In Price Book | 4.2 CIRCUIT PROTECTION >1000A
GCR_MTZ1_CB | MTZ112H12.0X3PMD | 142076000 | 129160000 | #REF! | Truc | In Price Book | 4.2 CIRCUIT PROTECTION >1000A
GCR_MTZ1_CB | MTZ116H12.0X3PMD | 158686000 | 144260000 | #REF! | Truc | In Price Book | 4.2 CIRCUIT PROTECTION >1000A
GCR_MTZ1_CB | MTZ106H22.0X3PMF | 98313600 | 89376000 | #REF! | Truc | In Price Book | 4.2 CIRCUIT PROTECTION >1000A
GCR_MTZ1_CB | MTZ108H22.0X3PMF | 99365200 | 90332000 | #REF! | Truc | In Price Book | 4.2 CIRCUIT PROTECTION >1000A
GCR_MTZ1_CB | MTZ110H22.0X3PMF | 102682800 | 93348000 | #REF! | Truc | In Price Book | 4.2 CIRCUIT PROTECTION >1000A
GCR_MTZ1_CB | MTZ112H22.0X3PMF | 107505200 | 97732000 | #REF! | Truc | In Price Book | 4.2 CIRCUIT PROTECTION >1000A
GCR_MTZ1_CB | MTZ116H22.0X3PMF | 117169800 | 106518000 | #REF! | Truc | In Price Book | 4.2 CIRCUIT PROTECTION >1000A
GCR_MTZ1_CB | MTZ106H22.0X3PMD | 132669900 | 120609000 | #REF! | Truc | In Price Book | 4.2 CIRCUIT PROTECTION >1000A
GCR_MTZ1_CB | MTZ108H22.0X3PMD | 132669900 | 120609000 | #REF! | Truc | In Price Book | 4.2 CIRCUIT PROTECTION >1000A
GCR_MTZ1_CB | MTZ110H22.0X3PMD | 140259900 | 127509000 | #REF! | Truc | In Price Book | 4.2 CIRCUIT PROTECTION >1000A
GCR_MTZ1_CB | MTZ112H22.0X3PMD | 144918400 | 131744000 | #REF! | Truc | In Price Book | 4.2 CIRCUIT PROTECTION >1000A
GCR_MTZ1_CB | MTZ116H22.0X3PMD | 164155200 | 149232000 | #REF! | Truc | In Price Book | 4.2 CIRCUIT PROTECTION >1000A
GCR_MTZ1_CB | MTZ106H12.0X4PMF | 114294400 | 103904000 | #REF! | Truc | In Price Book | 4.2 CIRCUIT PROTECTION >1000A
GCR_MTZ1_CB | MTZ108H12.0X4PMF | 116849700 | 106227000 | #REF! | Truc | In Price Book | 4.2 CIRCUIT PROTECTION >1000A
GCR_MTZ1_CB | MTZ110H12.0X4PMF | 124555200 | 113232000 | #REF! | Truc | In Price Book | 4.2 CIRCUIT PROTECTION >1000A
GCR_MTZ1_CB | MTZ112H12.0X4PMF | 129192800 | 117448000 | #REF! | Truc | In Price Book | 4.2 CIRCUIT PROTECTION >1000A
GCR_MTZ1_CB | MTZ116H12.0X4PMF | 148220600 | 134746000 | #REF! | Truc | In Price Book | 4.2 CIRCUIT PROTECTION >1000A
GCR_MTZ1_CB | MTZ106H12.0X4PMD | 151390800 | 137628000 | #REF! | Truc | In Price Book | 4.2 CIRCUIT PROTECTION >1000A
GCR_MTZ1_CB | MTZ108H12.0X4PMD | 151390800 | 137628000 | #REF! | Truc | In Price Book | 4.2 CIRCUIT PROTECTION >1000A
GCR_MTZ1_CB | MTZ110H12.0X4PMD | 162336900 | 147579000 | #REF! | Truc | In Price Book | 4.2 CIRCUIT PROTECTION >1000A
GCR_MTZ1_CB | MTZ112H12.0X4PMD | 166764400 | 151604000 | #REF! | Truc | In Price Book | 4.2 CIRCUIT PROTECTION >1000A
GCR_MTZ1_CB | MTZ116H12.0X4PMD | 194605400 | 176914000 | #REF! | Truc | In Price Book | 4.2 CIRCUIT PROTECTION >1000A
GCR_MTZ1_CB | MTZ106H22.0X4PMF | 119886800 | 108988000 | #REF! | Truc | In Price Book | 4.2 CIRCUIT PROTECTION >1000A
GCR_MTZ1_CB | MTZ108H22.0X4PMF | 119886800 | 108988000 | #REF! | Truc | In Price Book | 4.2 CIRCUIT PROTECTION >1000A
GCR_MTZ1_CB | MTZ110H22.0X4PMF | 127179800 | 115618000 | #REF! | Truc | In Price Book | 4.2 CIRCUIT PROTECTION >1000A
GCR_MTZ1_CB | MTZ112H22.0X4PMF | 131413700 | 119467000 | #REF! | Truc | In Price Book | 4.2 CIRCUIT PROTECTION >1000A
GCR_MTZ1_CB | MTZ116H22.0X4PMF | 149625300 | 136023000 | #REF! | Truc | In Price Book | 4.2 CIRCUIT PROTECTION >1000A
GCR_MTZ1_CB | MTZ106H22.0X4PMD | 156235200 | 142032000 | #REF! | Truc | In Price Book | 4.2 CIRCUIT PROTECTION >1000A
GCR_MTZ1_CB | MTZ108H22.0X4PMD | 156235200 | 142032000 | #REF! | Truc | In Price Book | 4.2 CIRCUIT PROTECTION >1000A
GCR_MTZ1_CB | MTZ110H22.0X4PMD | 165391600 | 150356000 | #REF! | Truc | In Price Book | 4.2 CIRCUIT PROTECTION >1000A
GCR_MTZ1_CB | MTZ112H22.0X4PMD | 169670600 | 154246000 | #REF! | Truc | In Price Book | 4.2 CIRCUIT PROTECTION >1000A
GCR_MTZ1_CB | MTZ116H22.0X4PMD | 199665400 | 181514000 | #REF! | Truc | In Price Book | 4.2 CIRCUIT PROTECTION >1000A
GCR_MTZ1_CB | MTZ106H32.0X3PMF | 100405800 | 91278000 | #REF! | Truc | In Price Book | 4.2 CIRCUIT PROTECTION >1000A
GCR_MTZ1_CB | MTZ108H32.0X3PMF | 101498100 | 92271000 | #REF! | Truc | In Price Book | 4.2 CIRCUIT PROTECTION >1000A
GCR_MTZ1_CB | MTZ110H32.0X3PMF | 104716700 | 95197000 | #REF! | Truc | In Price Book | 4.2 CIRCUIT PROTECTION >1000A
GCR_MTZ1_CB | MTZ112H32.0X3PMF | 108942900 | 99039000 | #REF! | Truc | In Price Book | 4.2 CIRCUIT PROTECTION >1000A
GCR_MTZ1_CB | MTZ116H32.0X3PMF | 119028800 | 108208000 | #REF! | Truc | In Price Book | 4.2 CIRCUIT PROTECTION >1000A
GCR_MTZ1_CB | MTZ106H32.0X3PMD | 135402300 | 123093000 | #REF! | Truc | In Price Book | 4.2 CIRCUIT PROTECTION >1000A
GCR_MTZ1_CB | MTZ108H32.0X3PMD | 135402300 | 123093000 | #REF! | Truc | In Price Book | 4.2 CIRCUIT PROTECTION >1000A
GCR_MTZ1_CB | MTZ110H32.0X3PMD | 144580700 | 131437000 | #REF! | Truc | In Price Book | 4.2 CIRCUIT PROTECTION >1000A
GCR_MTZ1_CB | MTZ112H32.0X3PMD | 147701400 | 134274000 | #REF! | Truc | In Price Book | 4.2 CIRCUIT PROTECTION >1000A
GCR_MTZ1_CB | MTZ116H32.0X3PMD | 166943700 | 151767000 | #REF! | Truc | In Price Book | 4.2 CIRCUIT PROTECTION >1000A
GCR_MTZ1_CB | MTZ106H32.0X4PMF | 124416600 | 113106000 | #REF! | Truc | In Price Book | 4.2 CIRCUIT PROTECTION >1000A
GCR_MTZ1_CB | MTZ108H32.0X4PMF | 124416600 | 113106000 | #REF! | Truc | In Price Book | 4.2 CIRCUIT PROTECTION >1000A
GCR_MTZ1_CB | MTZ110H32.0X4PMF | 129418300 | 117653000 | #REF! | Truc | In Price Book | 4.2 CIRCUIT PROTECTION >1000A
GCR_MTZ1_CB | MTZ112H32.0X4PMF | 133986600 | 121806000 | #REF! | Truc | In Price Book | 4.2 CIRCUIT PROTECTION >1000A
GCR_MTZ1_CB | MTZ116H32.0X4PMF | 152099200 | 138272000 | #REF! | Truc | In Price Book | 4.2 CIRCUIT PROTECTION >1000A
GCR_MTZ1_CB | MTZ106H32.0X4PMD | 159394400 | 144904000 | #REF! | Truc | In Price Book | 4.2 CIRCUIT PROTECTION >1000A
GCR_MTZ1_CB | MTZ108H32.0X4PMD | 159394400 | 144904000 | #REF! | Truc | In Price Book | 4.2 CIRCUIT PROTECTION >1000A
GCR_MTZ1_CB | MTZ110H32.0X4PMD | 167356200 | 152142000 | #REF! | Truc | In Price Book | 4.2 CIRCUIT PROTECTION >1000A
GCR_MTZ1_CB | MTZ112H32.0X4PMD | 173416100 | 157651000 | #REF! | Truc | In Price Book | 4.2 CIRCUIT PROTECTION >1000A
GCR_MTZ1_CB | MTZ116H32.0X4PMD | 205580100 | 186891000 | #REF! | Truc | In Price Book | 4.2 CIRCUIT PROTECTION >1000A
GCR_MTZ2_CB | MTZ208H12.0X3PMF | 101108700 | 91917000 | #REF! | Truc | In Price Book | 4.2 CIRCUIT PROTECTION >1000A
GCR_MTZ2_CB | MTZ210H12.0X3PMF | 105552700 | 95957000 | #REF! | Truc | In Price Book | 4.2 CIRCUIT PROTECTION >1000A
GCR_MTZ2_CB | MTZ212H12.0X3PMF | 111259500 | 101145000 | #REF! | Truc | In Price Book | 4.2 CIRCUIT PROTECTION >1000A
GCR_MTZ2_CB | MTZ216H12.0X3PMF | 119325800 | 108478000 | #REF! | Truc | In Price Book | 4.2 CIRCUIT PROTECTION >1000A
GCR_MTZ2_CB | MTZ220H12.0X3PMF | 131333400 | 119394000 | #REF! | Truc | In Price Book | 4.2 CIRCUIT PROTECTION >1000A
GCR_MTZ2_CB | MTZ225H12.0X3PMF | 183863900 | 167149000 | #REF! | Truc | In Price Book | 4.2 CIRCUIT PROTECTION >1000A
GCR_MTZ2_CB | MTZ232H12.0X3PMF | 215311800 | 195738000 | #REF! | Truc | In Price Book | 4.2 CIRCUIT PROTECTION >1000A
GCR_MTZ2_CB | MTZ240H12.0X3PMF | 329015500 | 299105000 | #REF! | Truc | In Price Book | 4.2 CIRCUIT PROTECTION >1000A
GCR_MTZ2_CB | MTZ208H12.0X3PMD | 138040100 | 125491000 | #REF! | Truc | In Price Book | 4.2 CIRCUIT PROTECTION >1000A
GCR_MTZ2_CB | MTZ210H12.0X3PMD | 145527800 | 132298000 | #REF! | Truc | In Price Book | 4.2 CIRCUIT PROTECTION >1000A
GCR_MTZ2_CB | MTZ212H12.0X3PMD | 149107200 | 135552000 | #REF! | Truc | In Price Book | 4.2 CIRCUIT PROTECTION >1000A
GCR_MTZ2_CB | MTZ216H12.0X3PMD | 169022700 | 153657000 | #REF! | Truc | In Price Book | 4.2 CIRCUIT PROTECTION >1000A
GCR_MTZ2_CB | MTZ220H12.0X3PMD | 185633800 | 168758000 | #REF! | Truc | In Price Book | 4.2 CIRCUIT PROTECTION >1000A
GCR_MTZ2_CB | MTZ225H12.0X3PMD | 233987600 | 212716000 | #REF! | Truc | In Price Book | 4.2 CIRCUIT PROTECTION >1000A
GCR_MTZ2_CB | MTZ232H12.0X3PMD | 302432900 | 274939000 | #REF! | Truc | In Price Book | 4.2 CIRCUIT PROTECTION >1000A
GCR_MTZ2_CB | MTZ240H12.0X3PMD | 423233800 | 384758000 | #REF! | Truc | In Price Book | 4.2 CIRCUIT PROTECTION >1000A
GCR_MTZ2_CB | MTZ208H12.0X4PMF | 124495800 | 113178000 | #REF! | Truc | In Price Book | 4.2 CIRCUIT PROTECTION >1000A
GCR_MTZ2_CB | MTZ210H12.0X4PMF | 131029800 | 119118000 | #REF! | Truc | In Price Book | 4.2 CIRCUIT PROTECTION >1000A
GCR_MTZ2_CB | MTZ212H12.0X4PMF | 137304200 | 124822000 | #REF! | Truc | In Price Book | 4.2 CIRCUIT PROTECTION >1000A
GCR_MTZ2_CB | MTZ216H12.0X4PMF | 154799700 | 140727000 | #REF! | Truc | In Price Book | 4.2 CIRCUIT PROTECTION >1000A
GCR_MTZ2_CB | MTZ220H12.0X4PMF | 173167500 | 157425000 | #REF! | Truc | In Price Book | 4.2 CIRCUIT PROTECTION >1000A
GCR_MTZ2_CB | MTZ225H12.0X4PMF | 230044100 | 209131000 | #REF! | Truc | In Price Book | 4.2 CIRCUIT PROTECTION >1000A
GCR_MTZ2_CB | MTZ232H12.0X4PMF | 268866400 | 244424000 | #REF! | Truc | In Price Book | 4.2 CIRCUIT PROTECTION >1000A
GCR_MTZ2_CB | MTZ240H12.0X4PMF | 408746800 | 371588000 | #REF! | Truc | In Price Book | 4.2 CIRCUIT PROTECTION >1000A
GCR_MTZ2_CB | MTZ208H12.0X4PMD | 165101200 | 150092000 | #REF! | Truc | In Price Book | 4.2 CIRCUIT PROTECTION >1000A
GCR_MTZ2_CB | MTZ210H12.0X4PMD | 169665100 | 154241000 | #REF! | Truc | In Price Book | 4.2 CIRCUIT PROTECTION >1000A
GCR_MTZ2_CB | MTZ212H12.0X4PMD | 173019000 | 157290000 | #REF! | Truc | In Price Book | 4.2 CIRCUIT PROTECTION >1000A
GCR_MTZ2_CB | MTZ216H12.0X4PMD | 205241300 | 186583000 | #REF! | Truc | In Price Book | 4.2 CIRCUIT PROTECTION >1000A
GCR_MTZ2_CB | MTZ220H12.0X4PMD | 227137900 | 206489000 | #REF! | Truc | In Price Book | 4.2 CIRCUIT PROTECTION >1000A
GCR_MTZ2_CB | MTZ225H12.0X4PMD | 288759900 | 262509000 | #REF! | Truc | In Price Book | 4.2 CIRCUIT PROTECTION >1000A
GCR_MTZ2_CB | MTZ232H12.0X4PMD | 355732300 | 323393000 | #REF! | Truc | In Price Book | 4.2 CIRCUIT PROTECTION >1000A
GCR_MTZ2_CB | MTZ240H12.0X4PMD | 512064300 | 465513000 | #REF! | Truc | In Price Book | 4.2 CIRCUIT PROTECTION >1000A
GCR_MTZ2_CB | MTZ208H22.0X3PMF | 117401900 | 106729000 | #REF! | Truc | In Price Book | 4.2 CIRCUIT PROTECTION >1000A
GCR_MTZ2_CB | MTZ210H22.0X3PMF | 122722600 | 111566000 | #REF! | Truc | In Price Book | 4.2 CIRCUIT PROTECTION >1000A
GCR_MTZ2_CB | MTZ212H22.0X3PMF | 128332600 | 116666000 | #REF! | Truc | In Price Book | 4.2 CIRCUIT PROTECTION >1000A
GCR_MTZ2_CB | MTZ216H22.0X3PMF | 149084100 | 135531000 | #REF! | Truc | In Price Book | 4.2 CIRCUIT PROTECTION >1000A
GCR_MTZ2_CB | MTZ220H22.0X3PMF | 167981000 | 152710000 | #REF! | Truc | In Price Book | 4.2 CIRCUIT PROTECTION >1000A
GCR_MTZ2_CB | MTZ225H22.0X3PMF | 212701500 | 193365000 | #REF! | Truc | In Price Book | 4.2 CIRCUIT PROTECTION >1000A
GCR_MTZ2_CB | MTZ232H22.0X3PMF | 262166300 | 238333000 | #REF! | Truc | In Price Book | 4.2 CIRCUIT PROTECTION >1000A
GCR_MTZ2_CB | MTZ240H22.0X3PMF | 383191600 | 348356000 | #REF! | Truc | In Price Book | 4.2 CIRCUIT PROTECTION >1000A
GCR_MTZ2_CB | MTZ208H22.0X3PMD | 174713000 | 158830000 | #REF! | Truc | In Price Book | 4.2 CIRCUIT PROTECTION >1000A
GCR_MTZ2_CB | MTZ210H22.0X3PMD | 184490900 | 167719000 | #REF! | Truc | In Price Book | 4.2 CIRCUIT PROTECTION >1000A
GCR_MTZ2_CB | MTZ212H22.0X3PMD | 184294000 | 167540000 | #REF! | Truc | In Price Book | 4.2 CIRCUIT PROTECTION >1000A
GCR_MTZ2_CB | MTZ216H22.0X3PMD | 211167000 | 191970000 | #REF! | Truc | In Price Book | 4.2 CIRCUIT PROTECTION >1000A
GCR_MTZ2_CB | MTZ220H22.0X3PMD | 248856300 | 226233000 | #REF! | Truc | In Price Book | 4.2 CIRCUIT PROTECTION >1000A
GCR_MTZ2_CB | MTZ225H22.0X3PMD | 300597000 | 273270000 | #REF! | Truc | In Price Book | 4.2 CIRCUIT PROTECTION >1000A
GCR_MTZ2_CB | MTZ232H22.0X3PMD | 385539000 | 350490000 | #REF! | Truc | In Price Book | 4.2 CIRCUIT PROTECTION >1000A
GCR_MTZ2_CB | MTZ240H22.0X3PMD | 534953100 | 486321000 | #REF! | Truc | In Price Book | 4.2 CIRCUIT PROTECTION >1000A
GCR_MTZ2_CB | MTZ208H22.0X4PMF | 143448800 | 130408000 | #REF! | Truc | In Price Book | 4.2 CIRCUIT PROTECTION >1000A
GCR_MTZ2_CB | MTZ210H22.0X4PMF | 154853600 | 140776000 | #REF! | Truc | In Price Book | 4.2 CIRCUIT PROTECTION >1000A
GCR_MTZ2_CB | MTZ212H22.0X4PMF | 156478300 | 142253000 | #REF! | Truc | In Price Book | 4.2 CIRCUIT PROTECTION >1000A
GCR_MTZ2_CB | MTZ216H22.0X4PMF | 181626500 | 165115000 | #REF! | Truc | In Price Book | 4.2 CIRCUIT PROTECTION >1000A
GCR_MTZ2_CB | MTZ220H22.0X4PMF | 219697500 | 199725000 | #REF! | Truc | In Price Book | 4.2 CIRCUIT PROTECTION >1000A
GCR_MTZ2_CB | MTZ225H22.0X4PMF | 283514000 | 257740000 | #REF! | Truc | In Price Book | 4.2 CIRCUIT PROTECTION >1000A
GCR_MTZ2_CB | MTZ232H22.0X4PMF | 327247800 | 297498000 | #REF! | Truc | In Price Book | 4.2 CIRCUIT PROTECTION >1000A
GCR_MTZ2_CB | MTZ240H22.0X4PMF | 503985900 | 458169000 | #REF! | Truc | In Price Book | 4.2 CIRCUIT PROTECTION >1000A
GCR_MTZ2_CB | MTZ208H22.0X4PMD | 210628000 | 191480000 | #REF! | Truc | In Price Book | 4.2 CIRCUIT PROTECTION >1000A
GCR_MTZ2_CB | MTZ210H22.0X4PMD | 219105700 | 199187000 | #REF! | Truc | In Price Book | 4.2 CIRCUIT PROTECTION >1000A
GCR_MTZ2_CB | MTZ212H22.0X4PMD | 225306400 | 204824000 | #REF! | Truc | In Price Book | 4.2 CIRCUIT PROTECTION >1000A
GCR_MTZ2_CB | MTZ216H22.0X4PMD | 255656500 | 232415000 | #REF! | Truc | In Price Book | 4.2 CIRCUIT PROTECTION >1000A
GCR_MTZ2_CB | MTZ220H22.0X4PMD | 294511800 | 267738000 | #REF! | Truc | In Price Book | 4.2 CIRCUIT PROTECTION >1000A
GCR_MTZ2_CB | MTZ225H22.0X4PMD | 365718100 | 332471000 | #REF! | Truc | In Price Book | 4.2 CIRCUIT PROTECTION >1000A
GCR_MTZ2_CB | MTZ232H22.0X4PMD | 463833700 | 421667000 | #REF! | Truc | In Price Book | 4.2 CIRCUIT PROTECTION >1000A
GCR_MTZ2_CB | MTZ240H22.0X4PMD | 633629700 | 576027000 | #REF! | Truc | In Price Book | 4.2 CIRCUIT PROTECTION >1000A
GCR_MTZ3_CB | MTZ340H12.0X3PMF | 435045600 | 395496000 | #REF! | Truc | In Price Book | 4.2 CIRCUIT PROTECTION >1000A
GCR_MTZ3_CB | MTZ350H12.0X3PMF | 555890500 | 505355000 | #REF! | Truc | In Price Book | 4.2 CIRCUIT PROTECTION >1000A
GCR_MTZ3_CB | MTZ363H12.0X3PMF | 684074600 | 621886000 | #REF! | Truc | In Price Book | 4.2 CIRCUIT PROTECTION >1000A
GCR_MTZ3_CB | MTZ340H12.0X3PMD | 569207100 | 517461000 | #REF! | Truc | In Price Book | 4.2 CIRCUIT PROTECTION >1000A
GCR_MTZ3_CB | MTZ350H12.0X3PMD | 712386400 | 647624000 | #REF! | Truc | In Price Book | 4.2 CIRCUIT PROTECTION >1000A
GCR_MTZ3_CB | MTZ363H12.0X3PMD | 932354500 | 847595000 | #REF! | Truc | In Price Book | 4.2 CIRCUIT PROTECTION >1000A
GCR_MTZ3_CB | MTZ340H12.0X4PMF | 536705400 | 487914000 | #REF! | Truc | In Price Book | 4.2 CIRCUIT PROTECTION >1000A
GCR_MTZ3_CB | MTZ350H12.0X4PMF | 691352200 | 628502000 | #REF! | Truc | In Price Book | 4.2 CIRCUIT PROTECTION >1000A
GCR_MTZ3_CB | MTZ363H12.0X4PMF | 922221300 | 838383000 | #REF! | Truc | In Price Book | 4.2 CIRCUIT PROTECTION >1000A
GCR_MTZ3_CB | MTZ340H12.0X4PMD | 745990300 | 678173000 | #REF! | Truc | In Price Book | 4.2 CIRCUIT PROTECTION >1000A
GCR_MTZ3_CB | MTZ350H12.0X4PMD | 923815200 | 839832000 | #REF! | Truc | In Price Book | 4.2 CIRCUIT PROTECTION >1000A
GCR_MTZ3_CB | MTZ363H12.0X4PMD | 1252159700 | 1138327000 | #REF! | Truc | In Price Book | 4.2 CIRCUIT PROTECTION >1000A
GCR_MTZ3_CB | MTZ340H22.0X3PMF | 511163400 | 464694000 | #REF! | Truc | In Price Book | 4.2 CIRCUIT PROTECTION >1000A
GCR_MTZ3_CB | MTZ350H22.0X3PMF | 651853400 | 592594000 | #REF! | Truc | In Price Book | 4.2 CIRCUIT PROTECTION >1000A
GCR_MTZ3_CB | MTZ363H22.0X3PMF | 774175600 | 703796000 | #REF! | Truc | In Price Book | 4.2 CIRCUIT PROTECTION >1000A
GCR_MTZ3_CB | MTZ340H22.0X3PMD | 740349500 | 673045000 | #REF! | Truc | In Price Book | 4.2 CIRCUIT PROTECTION >1000A
GCR_MTZ3_CB | MTZ350H22.0X3PMD | 921790100 | 837991000 | #REF! | Truc | In Price Book | 4.2 CIRCUIT PROTECTION >1000A
GCR_MTZ3_CB | MTZ363H22.0X3PMD | 1197242200 | 1088402000 | #REF! | Truc | In Price Book | 4.2 CIRCUIT PROTECTION >1000A
GCR_MTZ3_CB | MTZ340H22.0X4PMF | 691369800 | 628518000 | #REF! | Truc | In Price Book | 4.2 CIRCUIT PROTECTION >1000A
GCR_MTZ3_CB | MTZ350H22.0X4PMF | 884533100 | 804121000 | #REF! | Truc | In Price Book | 4.2 CIRCUIT PROTECTION >1000A
GCR_MTZ3_CB | MTZ363H22.0X4PMF | 1172689100 | 1066081000 | #REF! | Truc | In Price Book | 4.2 CIRCUIT PROTECTION >1000A
GCR_MTZ3_CB | MTZ340H22.0X4PMD | 884414300 | 804013000 | #REF! | Truc | In Price Book | 4.2 CIRCUIT PROTECTION >1000A
GCR_MTZ3_CB | MTZ350H22.0X4PMD | 1099582000 | 999620000 | #REF! | Truc | In Price Book | 4.2 CIRCUIT PROTECTION >1000A
GCR_MTZ3_CB | MTZ363H22.0X4PMD | 1417747100 | 1288861000 | #REF! | Truc | In Price Book | 4.2 CIRCUIT PROTECTION >1000A
GV2AF01 | INTERCON.BLOCK.FOR K.CONT | 79200 | 72000 | #REF! | Truc | In Price Book | 3.1 TESYS D CONTROL & PROTECTION, TERMINAL BLOCKS, THERMAL MANGEMENT
GV2AF3 | TERMINAL BLOCK | 146300 | 133000 | #REF! | Truc | In Price Book | 3.1 TESYS D CONTROL & PROTECTION, TERMINAL BLOCKS, THERMAL MANGEMENT
GV2AF4 | TERMINAL BLOCK | 158400 | 144000 | #REF! | Truc | In Price Book | 3.1 TESYS D CONTROL & PROTECTION, TERMINAL BLOCKS, THERMAL MANGEMENT
GV2G245 | 2 TAP-OFFS BUSBAR GV2 63A 45MM PITCH | 215600 | 196000 | #REF! | Truc | In Price Book | 3.1 TESYS D CONTROL & PROTECTION, TERMINAL BLOCKS, THERMAL MANGEMENT
GV2G254 | 2 TAP-OFFS BUSBAR GV2 63A 54MM PITCH | 179300 | 163000 | #REF! | Truc | In Price Book | 3.1 TESYS D CONTROL & PROTECTION, TERMINAL BLOCKS, THERMAL MANGEMENT
GV2G272 | 2 TAP-OFFS BUSBAR GV2 63A 72MM PITCH | 267300 | 243000 | #REF! | Truc | In Price Book | 3.1 TESYS D CONTROL & PROTECTION, TERMINAL BLOCKS, THERMAL MANGEMENT
GV2G345 | 3 TAP-OFFS BUSBAR GV2 63A 45MM PITCH | 280500 | 255000 | #REF! | Truc | In Price Book | 3.1 TESYS D CONTROL & PROTECTION, TERMINAL BLOCKS, THERMAL MANGEMENT
GV2G354 | 3 TAP-OFFS BUSBAR GV2 63A 54MM PITCH | 239800 | 218000 | #REF! | Truc | In Price Book | 3.1 TESYS D CONTROL & PROTECTION, TERMINAL BLOCKS, THERMAL MANGEMENT
GV2G445 | 4 TAP-OFFS BUSBAR GV2 63A 45MM PITCH | 333300 | 303000 | #REF! | Truc | In Price Book | 3.1 TESYS D CONTROL & PROTECTION, TERMINAL BLOCKS, THERMAL MANGEMENT
GV2G454 | 4 TAP-OFFS BUSBAR GV2 63A 54MM PITCH | 314600 | 286000 | #REF! | Truc | In Price Book | 3.1 TESYS D CONTROL & PROTECTION, TERMINAL BLOCKS, THERMAL MANGEMENT
GV2G472 | 4 TAP-OFFS BUSBAR GV2 63A 72MM PITCH | 398200 | 362000 | #REF! | Truc | In Price Book | 3.1 TESYS D CONTROL & PROTECTION, TERMINAL BLOCKS, THERMAL MANGEMENT
GV2G554 | 5 TAP-OFFS BUSBAR GV2 63A 54MM PITCH | 386100 | 351000 | #REF! | Truc | In Price Book | 3.1 TESYS D CONTROL & PROTECTION, TERMINAL BLOCKS, THERMAL MANGEMENT
GV2L03 | MAGNETIC CIRCUIT BREAKER | 1413500 | 1285000 | #REF! | Truc | In Price Book | 3.1 TESYS D CONTROL & PROTECTION, TERMINAL BLOCKS, THERMAL MANGEMENT
GV2L04 | MAGNETIC CIRCUIT BREAKER | 1442100 | 1311000 | #REF! | Truc | In Price Book | 3.1 TESYS D CONTROL & PROTECTION, TERMINAL BLOCKS, THERMAL MANGEMENT
GV2L05 | MAGNETIC CIRCUIT BREAKER | 1500400 | 1364000 | #REF! | Truc | In Price Book | 3.1 TESYS D CONTROL & PROTECTION, TERMINAL BLOCKS, THERMAL MANGEMENT
GV2L06 | MAGNETIC CIRCUIT BREAKER | 1558700 | 1417000 | #REF! | Truc | In Price Book | 3.1 TESYS D CONTROL & PROTECTION, TERMINAL BLOCKS, THERMAL MANGEMENT
GV2L07 | MAGNETIC CIRCUIT BREAKER | 1558700 | 1417000 | #REF! | Truc | In Price Book | 3.1 TESYS D CONTROL & PROTECTION, TERMINAL BLOCKS, THERMAL MANGEMENT
GV2L08 | MAGNETIC CIRCUIT BREAKER | 1558700 | 1417000 | #REF! | Truc | In Price Book | 3.1 TESYS D CONTROL & PROTECTION, TERMINAL BLOCKS, THERMAL MANGEMENT
GV2L10 | MAGNETIC CIRCUIT BREAKER | 1558700 | 1417000 | #REF! | Truc | In Price Book | 3.1 TESYS D CONTROL & PROTECTION, TERMINAL BLOCKS, THERMAL MANGEMENT
GV2L14 | MAGNETIC CIRCUIT BREAKER | 1708300 | 1553000 | #REF! | Truc | In Price Book | 3.1 TESYS D CONTROL & PROTECTION, TERMINAL BLOCKS, THERMAL MANGEMENT
GV2L16 | MAGNETIC CIRCUIT BREAKER | 1802900 | 1639000 | #REF! | Truc | In Price Book | 3.1 TESYS D CONTROL & PROTECTION, TERMINAL BLOCKS, THERMAL MANGEMENT
GV2L20 | MAGNETIC CIRCUIT BREAKER | 1802900 | 1639000 | #REF! | Truc | In Price Book | 3.1 TESYS D CONTROL & PROTECTION, TERMINAL BLOCKS, THERMAL MANGEMENT
GV2L22 | MAGNETIC CIRCUIT BREAKER | 1802900 | 1639000 | #REF! | Truc | In Price Book | 3.1 TESYS D CONTROL & PROTECTION, TERMINAL BLOCKS, THERMAL MANGEMENT
GV2L32 | GV2L MOTOR CB MAGNETIC 32A ROTARY HANDLE | 1802900 | 1639000 | #REF! | Truc | In Price Book | 3.1 TESYS D CONTROL & PROTECTION, TERMINAL BLOCKS, THERMAL MANGEMENT
GV2LE03 | GV2 MOTOR CB MAGNETIC 0.4A TOGGLE SWITCH | 1155000 | 1050000 | #REF! | Truc | In Price Book | 3.1 TESYS D CONTROL & PROTECTION, TERMINAL BLOCKS, THERMAL MANGEMENT
GV2LE04 | GV2 MOTOR CB MAGNETIC 0.63A TOGGLEITCH | 1155000 | 1050000 | #REF! | Truc | In Price Book | 3.1 TESYS D CONTROL & PROTECTION, TERMINAL BLOCKS, THERMAL MANGEMENT
GV2LE05 | GV2 MOTOR CB MAGNETIC 1A TOGGLE SWITCH | 1197900 | 1089000 | #REF! | Truc | In Price Book | 3.1 TESYS D CONTROL & PROTECTION, TERMINAL BLOCKS, THERMAL MANGEMENT
GV2LE06 | GV2 MOTOR CB MAGNETIC 1.6A TOGGLE SWITCH | 1249600 | 1136000 | #REF! | Truc | In Price Book | 3.1 TESYS D CONTROL & PROTECTION, TERMINAL BLOCKS, THERMAL MANGEMENT
GV2LE07 | GV2 MOTOR CB MAGNETIC 2.5A TOGGLE SWITCH | 1249600 | 1136000 | #REF! | Truc | In Price Book | 3.1 TESYS D CONTROL & PROTECTION, TERMINAL BLOCKS, THERMAL MANGEMENT
GV2LE08 | GV2 MOTOR CB MAGNETIC 4A TOGGLE SWITCH | 1249600 | 1136000 | #REF! | Truc | In Price Book | 3.1 TESYS D CONTROL & PROTECTION, TERMINAL BLOCKS, THERMAL MANGEMENT
GV2LE10 | GV2 MOTOR CB MAGNETIC 6.3A TOGGLE SWITCH | 1249600 | 1136000 | #REF! | Truc | In Price Book | 3.1 TESYS D CONTROL & PROTECTION, TERMINAL BLOCKS, THERMAL MANGEMENT
GV2LE14 | GV2 MOTOR CB MAGNETIC 10A TOGGLE SWITCH | 1364000 | 1240000 | #REF! | Truc | In Price Book | 3.1 TESYS D CONTROL & PROTECTION, TERMINAL BLOCKS, THERMAL MANGEMENT
GV2LE16 | GV2 MOTOR CB MAGNETIC 14A TOGGLE SWITCH | 1443200 | 1312000 | #REF! | Truc | In Price Book | 3.1 TESYS D CONTROL & PROTECTION, TERMINAL BLOCKS, THERMAL MANGEMENT
GV2LE20 | GV2 MOTOR CB MAGNETIC 18A TOGGLE SWITCH | 1443200 | 1312000 | #REF! | Truc | In Price Book | 3.1 TESYS D CONTROL & PROTECTION, TERMINAL BLOCKS, THERMAL MANGEMENT
GV2LE22 | GV2 MOTOR CB MAGNETIC 25A TOGGLE SWITCH | 1443200 | 1312000 | #REF! | Truc | In Price Book | 3.1 TESYS D CONTROL & PROTECTION, TERMINAL BLOCKS, THERMAL MANGEMENT
GV2LE32 | GV2 MOTOR CB MAGNETIC 32A TOGGLE SWITCH | 1443200 | 1312000 | #REF! | Truc | In Price Book | 3.1 TESYS D CONTROL & PROTECTION, TERMINAL BLOCKS, THERMAL MANGEMENT
GV2ME01 | MOTOR CIRCUIT BREAKER | 1234200 | 1122000 | #REF! | Truc | In Price Book | 3.1 TESYS D CONTROL & PROTECTION, TERMINAL BLOCKS, THERMAL MANGEMENT
GV2ME02 | GV2ME MOTOR CB THER/MAG 0.16-0.25A ROCKE | 1234200 | 1122000 | #REF! | Truc | In Price Book | 3.1 TESYS D CONTROL & PROTECTION, TERMINAL BLOCKS, THERMAL MANGEMENT
GV2ME03 | MOTOR CIRCUIT BREAKER | 1234200 | 1122000 | #REF! | Truc | In Price Book | 3.1 TESYS D CONTROL & PROTECTION, TERMINAL BLOCKS, THERMAL MANGEMENT
GV2ME04 | MOTOR CIRCUIT BREAKER | 1234200 | 1122000 | #REF! | Truc | In Price Book | 3.1 TESYS D CONTROL & PROTECTION, TERMINAL BLOCKS, THERMAL MANGEMENT
GV2ME05 | GV2ME MOTOR CB THERM/MAG 0.63-1A ROCKER | 1281500 | 1165000 | #REF! | Truc | In Price Book | 3.1 TESYS D CONTROL & PROTECTION, TERMINAL BLOCKS, THERMAL MANGEMENT
GV2ME06 | GV2ME MOTOR CB THERM/MAG 1-1.6A ROCKER | 1337600 | 1216000 | #REF! | Truc | In Price Book | 3.1 TESYS D CONTROL & PROTECTION, TERMINAL BLOCKS, THERMAL MANGEMENT
GV2ME07 | MOTOR CIRCUIT BREAKER | 1337600 | 1216000 | #REF! | Truc | In Price Book | 3.1 TESYS D CONTROL & PROTECTION, TERMINAL BLOCKS, THERMAL MANGEMENT
GV2ME08 | MOTOR CIRCUIT BREAKER | 1337600 | 1216000 | #REF! | Truc | In Price Book | 3.1 TESYS D CONTROL & PROTECTION, TERMINAL BLOCKS, THERMAL MANGEMENT
GV2ME10 | GV2ME MOTOR CB THERM/MAG 4-6.3A ROCKER | 1337600 | 1216000 | #REF! | Truc | In Price Book | 3.1 TESYS D CONTROL & PROTECTION, TERMINAL BLOCKS, THERMAL MANGEMENT
GV2ME14 | MOTOR CIRCUIT BREAKER | 1463000 | 1330000 | #REF! | Truc | In Price Book | 3.1 TESYS D CONTROL & PROTECTION, TERMINAL BLOCKS, THERMAL MANGEMENT
GV2ME16 | GV2ME MOTOR CB THERM/MAG 9-14A ROCKER | 1545500 | 1405000 | #REF! | Truc | In Price Book | 3.1 TESYS D CONTROL & PROTECTION, TERMINAL BLOCKS, THERMAL MANGEMENT
GV2ME20 | MOTOR CIRCUIT BREAKER | 1545500 | 1405000 | #REF! | Truc | In Price Book | 3.1 TESYS D CONTROL & PROTECTION, TERMINAL BLOCKS, THERMAL MANGEMENT
GV2ME21 | MOTOR CIRCUIT BREAKER | 1545500 | 1405000 | #REF! | Truc | In Price Book | 3.1 TESYS D CONTROL & PROTECTION, TERMINAL BLOCKS, THERMAL MANGEMENT
GV2ME22 | GV2ME MOTOR CB THERM/MAG 20-25A ROCKER | 1545500 | 1405000 | #REF! | Truc | In Price Book | 3.1 TESYS D CONTROL & PROTECTION, TERMINAL BLOCKS, THERMAL MANGEMENT
GV2ME32 | MOTOR CIRCUIT BREAKER | 1545500 | 1405000 | #REF! | Truc | In Price Book | 3.1 TESYS D CONTROL & PROTECTION, TERMINAL BLOCKS, THERMAL MANGEMENT
GV2P01 | MOTOR CIRCUIT BREAKER | 1518000 | 1380000 | #REF! | Truc | In Price Book | 3.1 TESYS D CONTROL & PROTECTION, TERMINAL BLOCKS, THERMAL MANGEMENT
GV2P02 | MOTOR CIRCUIT BREAKER | 1518000 | 1380000 | #REF! | Truc | In Price Book | 3.1 TESYS D CONTROL & PROTECTION, TERMINAL BLOCKS, THERMAL MANGEMENT
GV2P03 | MOTOR CIRCUIT BREAKER | 1518000 | 1380000 | #REF! | Truc | In Price Book | 3.1 TESYS D CONTROL & PROTECTION, TERMINAL BLOCKS, THERMAL MANGEMENT
GV2P04 | MOTOR CIRCUIT BREAKER | 1518000 | 1380000 | #REF! | Truc | In Price Book | 3.1 TESYS D CONTROL & PROTECTION, TERMINAL BLOCKS, THERMAL MANGEMENT
GV2P05 | MOTOR CIRCUIT BREAKER | 1577400 | 1434000 | #REF! | Truc | In Price Book | 3.1 TESYS D CONTROL & PROTECTION, TERMINAL BLOCKS, THERMAL MANGEMENT
GV2P06 | MOTOR CIRCUIT BREAKER | 1641200 | 1492000 | #REF! | Truc | In Price Book | 3.1 TESYS D CONTROL & PROTECTION, TERMINAL BLOCKS, THERMAL MANGEMENT
GV2P07 | MOTOR CIRCUIT BREAKER | 1641200 | 1492000 | #REF! | Truc | In Price Book | 3.1 TESYS D CONTROL & PROTECTION, TERMINAL BLOCKS, THERMAL MANGEMENT
GV2P08 | MOTOR CIRCUIT BREAKER | 1641200 | 1492000 | #REF! | Truc | In Price Book | 3.1 TESYS D CONTROL & PROTECTION, TERMINAL BLOCKS, THERMAL MANGEMENT
GV2P10 | MOTOR CIRCUIT BREAKER | 1641200 | 1492000 | #REF! | Truc | In Price Book | 3.1 TESYS D CONTROL & PROTECTION, TERMINAL BLOCKS, THERMAL MANGEMENT
GV2P14 | MOTOR CIRCUIT BREAKER | 1797400 | 1634000 | #REF! | Truc | In Price Book | 3.1 TESYS D CONTROL & PROTECTION, TERMINAL BLOCKS, THERMAL MANGEMENT
GV2P16 | MOTOR CIRCUIT BREAKER | 1898600 | 1726000 | #REF! | Truc | In Price Book | 3.1 TESYS D CONTROL & PROTECTION, TERMINAL BLOCKS, THERMAL MANGEMENT
GV2P20 | MOTOR CIRCUIT BREAKER | 1898600 | 1726000 | #REF! | Truc | In Price Book | 3.1 TESYS D CONTROL & PROTECTION, TERMINAL BLOCKS, THERMAL MANGEMENT
GV2P21 | MOTOR CIRCUIT BREAKER | 1898600 | 1726000 | #REF! | Truc | In Price Book | 3.1 TESYS D CONTROL & PROTECTION, TERMINAL BLOCKS, THERMAL MANGEMENT
GV2P22 | MOTOR CIRCUIT BREAKER | 1898600 | 1726000 | #REF! | Truc | In Price Book | 3.1 TESYS D CONTROL & PROTECTION, TERMINAL BLOCKS, THERMAL MANGEMENT
GV2P32 | GV2P MOTOR CB THERM/MAG 24-32A ROT HANDL | 1898600 | 1726000 | #REF! | Truc | In Price Book | 3.1 TESYS D CONTROL & PROTECTION, TERMINAL BLOCKS, THERMAL MANGEMENT
GV3G364 | 3 BREAKERS POWER BUSBAR | 1029600 | 936000 | #REF! | Truc | In Price Book | 3.1 TESYS D CONTROL & PROTECTION, TERMINAL BLOCKS, THERMAL MANGEMENT
GV3G66 | GV3P/L COVER FOR LARGE SPACING | 259600 | 236000 | #REF! | Truc | In Price Book | 3.1 TESYS D CONTROL & PROTECTION, TERMINAL BLOCKS, THERMAL MANGEMENT
GV3L25 | GV3L MOTOR CB MAGNETIC 25A EVERLINK | 3573900 | 3249000 | #REF! | Truc | In Price Book | 3.1 TESYS D CONTROL & PROTECTION, TERMINAL BLOCKS, THERMAL MANGEMENT
GV3L32 | GV3L MOTOR CB MAGNETIC 32A EVERLINK | 3953400 | 3594000 | #REF! | Truc | In Price Book | 3.1 TESYS D CONTROL & PROTECTION, TERMINAL BLOCKS, THERMAL MANGEMENT
GV3L40 | GV3L MOTOR CB MAGNETIC 40A EVERLINK | 4204200 | 3822000 | #REF! | Truc | In Price Book | 3.1 TESYS D CONTROL & PROTECTION, TERMINAL BLOCKS, THERMAL MANGEMENT
GV3L50 | GV3L MOTOR CB MAGNETIC 50A EVERLINK | 4622200 | 4202000 | #REF! | Truc | In Price Book | 3.1 TESYS D CONTROL & PROTECTION, TERMINAL BLOCKS, THERMAL MANGEMENT
GV3L65 | GV3L MOTOR CB MAGNETIC 65A EVERLINK | 4834500 | 4395000 | #REF! | Truc | In Price Book | 3.1 TESYS D CONTROL & PROTECTION, TERMINAL BLOCKS, THERMAL MANGEMENT
GV3L73 | GV3L MOTOR CB MAGNETIC 73A EVERLINK | 7175300 | 6523000 | #REF! | Truc | In Price Book | 3.1 TESYS D CONTROL & PROTECTION, TERMINAL BLOCKS, THERMAL MANGEMENT
GV3L80 | GV3L MOTOR CB MAGNETIC 80A EVERLINK | 7175300 | 6523000 | #REF! | Truc | In Price Book | 3.1 TESYS D CONTROL & PROTECTION, TERMINAL BLOCKS, THERMAL MANGEMENT
GV3P13 | GV3P MOTOR CB THERM/MAG 9-13A EVERLINK | 3579400 | 3254000 | #REF! | Truc | In Price Book | 3.1 TESYS D CONTROL & PROTECTION, TERMINAL BLOCKS, THERMAL MANGEMENT
GV3P18 | GV3P MOTOR CB THERM/MAG 12-18A EVERLINK | 3744400 | 3404000 | #REF! | Truc | In Price Book | 3.1 TESYS D CONTROL & PROTECTION, TERMINAL BLOCKS, THERMAL MANGEMENT
GV3P25 | GV3P MOTOR CB THERM/MAG 17-25A EVERLINK | 3854400 | 3504000 | #REF! | Truc | In Price Book | 3.1 TESYS D CONTROL & PROTECTION, TERMINAL BLOCKS, THERMAL MANGEMENT
GV3P32 | GV3P MOTOR CB THERM/MAG 23-32A EVERLINK | 3978700 | 3617000 | #REF! | Truc | In Price Book | 3.1 TESYS D CONTROL & PROTECTION, TERMINAL BLOCKS, THERMAL MANGEMENT
GV3P40 | GV3P MOTOR CB THERM/MAG 30-40A EVERLINK | 4094200 | 3722000 | #REF! | Truc | In Price Book | 3.1 TESYS D CONTROL & PROTECTION, TERMINAL BLOCKS, THERMAL MANGEMENT
GV3P50 | GV3P MOTOR CB THERM/MAG 37-50A EVERLINK | 4297700 | 3907000 | #REF! | Truc | In Price Book | 3.1 TESYS D CONTROL & PROTECTION, TERMINAL BLOCKS, THERMAL MANGEMENT
GV3P65 | GV3P MOTOR CB THERM/MAG 48-65A EVERLINK | 4512200 | 4102000 | #REF! | Truc | In Price Book | 3.1 TESYS D CONTROL & PROTECTION, TERMINAL BLOCKS, THERMAL MANGEMENT
GV3P73 | GV3P MOTOR CB THERMO/MAG 62-73A EVERLINK | 7484400 | 6804000 | #REF! | Truc | In Price Book | 3.1 TESYS D CONTROL & PROTECTION, TERMINAL BLOCKS, THERMAL MANGEMENT
GV3P80 | GV3P MOTOR CB THERMO/MAG 70-80A EVERLINK | 7484400 | 6804000 | #REF! | Truc | In Price Book | 3.1 TESYS D CONTROL & PROTECTION, TERMINAL BLOCKS, THERMAL MANGEMENT
GVAD0101 | GV2 GV3 AUXILIARY N/C(FLT) N/C LHS | 294800 | 268000 | #REF! | Truc | In Price Book | 3.1 TESYS D CONTROL & PROTECTION, TERMINAL BLOCKS, THERMAL MANGEMENT
GVAD0110 | GV2 GV3 AUXILIARY N/C(FLT) N/O LHS | 294800 | 268000 | #REF! | Truc | In Price Book | 3.1 TESYS D CONTROL & PROTECTION, TERMINAL BLOCKS, THERMAL MANGEMENT
GVAD1001 | GV2 GV3 AUXILIARY N/O(FLT) N/C LHS | 294800 | 268000 | #REF! | Truc | In Price Book | 3.1 TESYS D CONTROL & PROTECTION, TERMINAL BLOCKS, THERMAL MANGEMENT
GVAD1010 | GV2 GV3 AUXILIARY N/O(FLT) N/O LHS | 294800 | 268000 | #REF! | Truc | In Price Book | 3.1 TESYS D CONTROL & PROTECTION, TERMINAL BLOCKS, THERMAL MANGEMENT
GVAE1 | GV2 GV3 AUXILIARY N/O OR N/C TOP | 189200 | 172000 | #REF! | Truc | In Price Book | 3.1 TESYS D CONTROL & PROTECTION, TERMINAL BLOCKS, THERMAL MANGEMENT
GVAE11 | PLUG IN AUX. INO OR NC | 233200 | 212000 | #REF! | Truc | In Price Book | 3.1 TESYS D CONTROL & PROTECTION, TERMINAL BLOCKS, THERMAL MANGEMENT
GVAE20 | GV2 GV3 AUXILIARY N/O N/O TOP | 233200 | 212000 | #REF! | Truc | In Price Book | 3.1 TESYS D CONTROL & PROTECTION, TERMINAL BLOCKS, THERMAL MANGEMENT
GVAED011 | N/O FAULT CONTACT N/C INST FOR GV3P/L | 168300 | 153000 | #REF! | Truc | In Price Book | 3.1 TESYS D CONTROL & PROTECTION, TERMINAL BLOCKS, THERMAL MANGEMENT
GVAED101 | N/O FAULT CONTACT N/O INST FOR GV3P/L | 168300 | 153000 | #REF! | Truc | In Price Book | 3.1 TESYS D CONTROL & PROTECTION, TERMINAL BLOCKS, THERMAL MANGEMENT
GVAED1013 | N/O FAULT N/O INST SPRING FOR GV3P/L | 171600 | 156000 | #REF! | Truc | In Price Book | 3.1 TESYS D CONTROL & PROTECTION, TERMINAL BLOCKS, THERMAL MANGEMENT
GVAM11 | GV2 GV3 AUX SHORT CCT C/O LHS | 381700 | 347000 | #REF! | Truc | In Price Book | 3.1 TESYS D CONTROL & PROTECTION, TERMINAL BLOCKS, THERMAL MANGEMENT
GVAN11 | SIDE MOUNT AUX. NO/NC | 271700 | 247000 | #REF! | Truc | In Price Book | 3.1 TESYS D CONTROL & PROTECTION, TERMINAL BLOCKS, THERMAL MANGEMENT
GVAN20 | SIDE MOUNT AUX 2NC | 271700 | 247000 | #REF! | Truc | In Price Book | 3.1 TESYS D CONTROL & PROTECTION, TERMINAL BLOCKS, THERMAL MANGEMENT
GZ1E01 | TVS GZ1 MOTOR CIRCUIT BREAKER 0.1-0.16A | 874500 | 795000 | #REF! | Truc | In Price Book | 2.7 EASYPACT TVS
GZ1E02 | TVS GZ1 MOTOR CIRCUIT BREAKER 0.16-0.25A | 874500 | 795000 | #REF! | Truc | In Price Book | 2.7 EASYPACT TVS
GZ1E03 | TVS GZ1 MOTOR CIRCUIT BREAKER 0.25-0.4A | 874500 | 795000 | #REF! | Truc | In Price Book | 2.7 EASYPACT TVS
GZ1E04 | TVS GZ1 MOTOR CIRCUIT BREAKER 0.4-0.63A | 874500 | 795000 | #REF! | Truc | In Price Book | 2.7 EASYPACT TVS
GZ1E05 | TVS GZ1 MOTOR CIRCUIT BREAKER 0.63-1A | 931700 | 847000 | #REF! | Truc | In Price Book | 2.7 EASYPACT TVS
GZ1E06 | TVS GZ1 MOTOR CIRCUIT BREAKER 1-1.6A | 931700 | 847000 | #REF! | Truc | In Price Book | 2.7 EASYPACT TVS
GZ1E07 | TVS GZ1 MOTOR CIRCUIT BREAKER 1.6-2.5A | 931700 | 847000 | #REF! | Truc | In Price Book | 2.7 EASYPACT TVS
GZ1E08 | TVS GZ1 MOTOR CIRCUIT BREAKER 2.5-4A | 931700 | 847000 | #REF! | Truc | In Price Book | 2.7 EASYPACT TVS
GZ1E10 | TVS GZ1 MOTOR CIRCUIT BREAKER 4-6.3A | 931700 | 847000 | #REF! | Truc | In Price Book | 2.7 EASYPACT TVS
GZ1E14 | TVS GZ1 MOTOR CIRCUIT BREAKER 6-10A | 1004300 | 913000 | #REF! | Truc | In Price Book | 2.7 EASYPACT TVS
GZ1E16 | TVS GZ1 MOTOR CIRCUIT BREAKER 9-14A | 1127500 | 1025000 | #REF! | Truc | In Price Book | 2.7 EASYPACT TVS
GZ1E20 | TVS GZ1 MOTOR CIRCUIT BREAKER 13-18A | 1127500 | 1025000 | #REF! | Truc | In Price Book | 2.7 EASYPACT TVS
GZ1E21 | TVS GZ1 MOTOR CIRCUIT BREAKER 17-23A | 1127500 | 1025000 | #REF! | Truc | In Price Book | 2.7 EASYPACT TVS
GZ1E22 | TVS GZ1 MOTOR CIRCUIT BREAKER 20-25A | 1127500 | 1025000 | #REF! | Truc | In Price Book | 2.7 EASYPACT TVS
GZ1E32 | TVS GZ1 MOTOR CIRCUIT BREAKER 24-32A | 1127500 | 1025000 | #REF! | Truc | In Price Book | 2.7 EASYPACT TVS
LA1KN02 | AUX CONTACT BLOCK | 172700 | 157000 | #REF! | Truc | In Price Book | 3.1 TESYS D CONTROL & PROTECTION, TERMINAL BLOCKS, THERMAL MANGEMENT
LA1KN04 | AUX CONTACT BLOCK | 246400 | 224000 | #REF! | Truc | In Price Book | 3.1 TESYS D CONTROL & PROTECTION, TERMINAL BLOCKS, THERMAL MANGEMENT
LA1KN11 | AUX CONTACT BLOCK | 172700 | 157000 | #REF! | Truc | In Price Book | 3.1 TESYS D CONTROL & PROTECTION, TERMINAL BLOCKS, THERMAL MANGEMENT
LA1KN13 | AUX CONTACT BLOCK | 251900 | 229000 | #REF! | Truc | In Price Book | 3.1 TESYS D CONTROL & PROTECTION, TERMINAL BLOCKS, THERMAL MANGEMENT
LA1KN20 | AUX CONTACT BLOCK | 172700 | 157000 | #REF! | Truc | In Price Book | 3.1 TESYS D CONTROL & PROTECTION, TERMINAL BLOCKS, THERMAL MANGEMENT
LA1KN22 | X CONTACT BLOCK | 246400 | 224000 | #REF! | Truc | In Price Book | 3.1 TESYS D CONTROL & PROTECTION, TERMINAL BLOCKS, THERMAL MANGEMENT
LA1KN31 | AUX CONTACT BLOCK | 246400 | 224000 | #REF! | Truc | In Price Book | 3.1 TESYS D CONTROL & PROTECTION, TERMINAL BLOCKS, THERMAL MANGEMENT
LA1KN40 | AUX CONTACT BLOCK | 246400 | 224000 | #REF! | Truc | In Price Book | 3.1 TESYS D CONTROL & PROTECTION, TERMINAL BLOCKS, THERMAL MANGEMENT
LA2KT2E | BLOC OF ELECTRO TRAVAIL | 2596000 | 2360000 | #REF! | Truc | In Price Book | 3.1 TESYS D CONTROL & PROTECTION, TERMINAL BLOCKS, THERMAL MANGEMENT
LA2KT2U | BLOC OF ELECTRO TRAVAIL | 2596000 | 2360000 | #REF! | Truc | In Price Book | 3.1 TESYS D CONTROL & PROTECTION, TERMINAL BLOCKS, THERMAL MANGEMENT
LA4DA2E | SUPPRESSOR BLOCK 24-48V | 424600 | 386000 | #REF! | Truc | In Price Book | 3.1 TESYS D CONTROL & PROTECTION, TERMINAL BLOCKS, THERMAL MANGEMENT
LA4DA2G | SUPPRESSOR BLOCK 50-127V | 453200 | 412000 | #REF! | Truc | In Price Book | 3.1 TESYS D CONTROL & PROTECTION, TERMINAL BLOCKS, THERMAL MANGEMENT
LA4DA2N | SUPPRESSOR BLOCK | 493900 | 449000 | #REF! | Truc | In Price Book | 3.1 TESYS D CONTROL & PROTECTION, TERMINAL BLOCKS, THERMAL MANGEMENT
LA4DA2U | SUPPRESSOR BLOCK | 388300 | 353000 | #REF! | Truc | In Price Book | 3.1 TESYS D CONTROL & PROTECTION, TERMINAL BLOCKS, THERMAL MANGEMENT
LA9D50978 | INTERLOK FOR CONTACTOR | 1401400 | 1274000 | #REF! | Truc | In Price Book | 3.1 TESYS D CONTROL & PROTECTION, TERMINAL BLOCKS, THERMAL MANGEMENT
LA9D65A69 | LC1D40A-D65A REVERSER WIRING | 1972300 | 1793000 | #REF! | Truc | In Price Book | 3.1 TESYS D CONTROL & PROTECTION, TERMINAL BLOCKS, THERMAL MANGEMENT
LA9D8069 | JEU DE CNX | 2002000 | 1820000 | #REF! | Truc | In Price Book | 3.1 TESYS D CONTROL & PROTECTION, TERMINAL BLOCKS, THERMAL MANGEMENT
LA9D80978 | INTERLOK FOR CONTACTOR | 1555400 | 1414000 | #REF! | Truc | In Price Book | 3.1 TESYS D CONTROL & PROTECTION, TERMINAL BLOCKS, THERMAL MANGEMENT
LAD4CM | LC1D40A-D65A MECHANICAL INTERLOCK | 389400 | 354000 | #REF! | Truc | In Price Book | 3.1 TESYS D CONTROL & PROTECTION, TERMINAL BLOCKS, THERMAL MANGEMENT
LAD4RCE | RC CIRCUIT SUPPRESSOR 24-48VAC D09-D38 | 239800 | 218000 | #REF! | Truc | In Price Book | 3.1 TESYS D CONTROL & PROTECTION, TERMINAL BLOCKS, THERMAL MANGEMENT
LAD4RCU | RC CIRCUIT SUPPRESSOR 110-240VAC D09-D38 | 212300 | 193000 | #REF! | Truc | In Price Book | 3.1 TESYS D CONTROL & PROTECTION, TERMINAL BLOCKS, THERMAL MANGEMENT
LAD8N02 | CONTACTS BLOCK | 267300 | 243000 | #REF! | Truc | In Price Book | 3.1 TESYS D CONTROL & PROTECTION, TERMINAL BLOCKS, THERMAL MANGEMENT
LAD8N11 | CONTACTS BLOCK | 267300 | 243000 | #REF! | Truc | In Price Book | 3.1 TESYS D CONTROL & PROTECTION, TERMINAL BLOCKS, THERMAL MANGEMENT
LAD8N20 | CONTACTS BLOCK | 267300 | 243000 | #REF! | Truc | In Price Book | 3.1 TESYS D CONTROL & PROTECTION, TERMINAL BLOCKS, THERMAL MANGEMENT
LAD96570 | GV3P/L EVLK CONT TOR IP20 COVER FOR LUGS | 259600 | 236000 | #REF! | Truc | In Price Book | 3.1 TESYS D CONTROL & PROTECTION, TERMINAL BLOCKS, THERMAL MANGEMENT
LAD9V2 | MECHANICAL INTERLOCK | 211200 | 192000 | #REF! | Truc | In Price Book | 3.1 TESYS D CONTROL & PROTECTION, TERMINAL BLOCKS, THERMAL MANGEMENT
LAD9V5 | BARRETTE PUISS AMONT VIS | 281600 | 256000 | #REF! | Truc | In Price Book | 3.1 TESYS D CONTROL & PROTECTION, TERMINAL BLOCKS, THERMAL MANGEMENT
LAD9V6 | BARRETTE PUISS AVAL VIS | 465300 | 423000 | #REF! | Truc | In Price Book | 3.1 TESYS D CONTROL & PROTECTION, TERMINAL BLOCKS, THERMAL MANGEMENT
LADN01 | CONTACTS BLOCK | 500500 | 455000 | #REF! | Truc | In Price Book | 3.1 TESYS D CONTROL & PROTECTION, TERMINAL BLOCKS, THERMAL MANGEMENT
LADN02 | CONTACTS BLOCK | 218900 | 199000 | #REF! | Truc | In Price Book | 3.1 TESYS D CONTROL & PROTECTION, TERMINAL BLOCKS, THERMAL MANGEMENT
LADN04 | CONTACTS BLOCK | 273900 | 249000 | #REF! | Truc | In Price Book | 3.1 TESYS D CONTROL & PROTECTION, TERMINAL BLOCKS, THERMAL MANGEMENT
LADN10 | CONTACTS BLOCK | 500500 | 455000 | #REF! | Truc | In Price Book | 3.1 TESYS D CONTROL & PROTECTION, TERMINAL BLOCKS, THERMAL MANGEMENT
LADN11 | CONTACTS BLOCK | 218900 | 199000 | #REF! | Truc | In Price Book | 3.1 TESYS D CONTROL & PROTECTION, TERMINAL BLOCKS, THERMAL MANGEMENT
LADN13 | CONTACTS BLOCK | 273900 | 249000 | #REF! | Truc | In Price Book | 3.1 TESYS D CONTROL & PROTECTION, TERMINAL BLOCKS, THERMAL MANGEMENT
LADN20 | CONTACTS BLOCK | 218900 | 199000 | #REF! | Truc | In Price Book | 3.1 TESYS D CONTROL & PROTECTION, TERMINAL BLOCKS, THERMAL MANGEMENT
LADN22 | CONTACTS BLOCK | 273900 | 249000 | #REF! | Truc | In Price Book | 3.1 TESYS D CONTROL & PROTECTION, TERMINAL BLOCKS, THERMAL MANGEMENT
LADN31 | CONTACTS BLOCK | 273900 | 249000 | #REF! | Truc | In Price Book | 3.1 TESYS D CONTROL & PROTECTION, TERMINAL BLOCKS, THERMAL MANGEMENT
LADN40 | CONTACTS BLOCK | 273900 | 249000 | #REF! | Truc | In Price Book | 3.1 TESYS D CONTROL & PROTECTION, TERMINAL BLOCKS, THERMAL MANGEMENT
LADR0 | CONTACTS BLOCK | 1048300 | 953000 | #REF! | Truc | In Price Book | 3.1 TESYS D CONTROL & PROTECTION, TERMINAL BLOCKS, THERMAL MANGEMENT
LADR2 | CONTACTS BLOCK | 1048300 | 953000 | #REF! | Truc | In Price Book | 3.1 TESYS D CONTROL & PROTECTION, TERMINAL BLOCKS, THERMAL MANGEMENT
LADR4 | CONTACTS BLOCK | 1251800 | 1138000 | #REF! | Truc | In Price Book | 3.1 TESYS D CONTROL & PROTECTION, TERMINAL BLOCKS, THERMAL MANGEMENT
LADS2 | CONTACTS BLOCK | 1170400 | 1064000 | #REF! | Truc | In Price Book | 3.1 TESYS D CONTROL & PROTECTION, TERMINAL BLOCKS, THERMAL MANGEMENT
LADT0 | CONTACTS BLOCK | 1048300 | 953000 | #REF! | Truc | In Price Book | 3.1 TESYS D CONTROL & PROTECTION, TERMINAL BLOCKS, THERMAL MANGEMENT
LADT2 | CONTACTS BLOCK | 1048300 | 953000 | #REF! | Truc | In Price Book | 3.1 TESYS D CONTROL & PROTECTION, TERMINAL BLOCKS, THERMAL MANGEMENT
LADT4 | CONTACTS BLOCK | 1251800 | 1138000 | #REF! | Truc | In Price Book | 3.1 TESYS D CONTROL & PROTECTION, TERMINAL BLOCKS, THERMAL MANGEMENT
LAEB1 | BORNIER PUISSANCE POUR LRE01 A LRE35 | 247500 | 225000 | #REF! | Truc | In Price Book | 2.7 EASYPACT TVS
LAEB3 | BORNIER PUISSANCE POUR LRE322 A LRE365 | 778800 | 708000 | #REF! | Truc | In Price Book | 2.7 EASYPACT TVS
LAEM1 | MECHANICAL INTERLOCK TESYS E 6 65 | 80300 | 73000 | #REF! | Truc | In Price Book | 2.7 EASYPACT TVS
LAEM4 | MECHANICAL INTERLOCK TESYS E 80 95 | 181500 | 165000 | #REF! | Truc | In Price Book | 2.7 EASYPACT TVS
LAEM5 | MECHANICAL INTERLOCK TESYS E 120 160 | 722700 | 657000 | #REF! | Truc | In Price Book | 2.7 EASYPACT TVS
LAEM6 | MECHANICAL INTERLOCK TESYS E 200 250 | 724900 | 659000 | #REF! | Truc | In Price Book | 2.7 EASYPACT TVS
LAEM7 | MECHANICAL INTERLOCK TESYS E 300 | 1018600 | 926000 | #REF! | Truc | In Price Book | 2.7 EASYPACT TVS
LAEN02 | AUXILIARY CONTACT BLOCK TESYS E 2NC | 80300 | 73000 | #REF! | Truc | In Price Book | 2.7 EASYPACT TVS
LAEN11 | AUXILIARY CONTACT BLOCK TESYS E 1NO 1NC | 80300 | 73000 | #REF! | Truc | In Price Book | 2.7 EASYPACT TVS
LAEN20 | AUXILIARY CONTACT BLOCK TESYS E 2NO | 80300 | 73000 | #REF! | Truc | In Price Book | 2.7 EASYPACT TVS
LAEN22 | AUXILIARY CONTACT BLOCK TESYS E 2NO 2NC | 160600 | 146000 | #REF! | Truc | In Price Book | 2.7 EASYPACT TVS
LAETSD | TEMPORISATION ETOILE TRIANGLE TESYS E | 1065900 | 969000 | #REF! | Truc | In Price Book | 2.7 EASYPACT TVS
LC1D098B7 | 4P CONT 20A AC-1 (2NO 2NC) 24VAC COIL | 1604900 | 1459000 | #REF! | Truc | In Price Book | 3.1 TESYS D CONTROL & PROTECTION, TERMINAL BLOCKS, THERMAL MANGEMENT
LC1D098BD | 4P CONT 20A AC-1 (2NO 2NC) 24VDC COIL | 2384800 | 2168000 | #REF! | Truc | In Price Book | 3.1 TESYS D CONTROL & PROTECTION, TERMINAL BLOCKS, THERMAL MANGEMENT
LC1D098E7 | 4P CONT 20A AC-1 (2NO 2NC) 110VAC COIL | 1604900 | 1459000 | #REF! | Truc | In Price Book | 3.1 TESYS D CONTROL & PROTECTION, TERMINAL BLOCKS, THERMAL MANGEMENT
LC1D098ED | 4P CONT 20A AC-1 (2NO 2NC) 48VDC COIL | 2384800 | 2168000 | #REF! | Truc | In Price Book | 3.1 TESYS D CONTROL & PROTECTION, TERMINAL BLOCKS, THERMAL MANGEMENT
LC1D098F7 | 4P CONT 20A AC-1 (2NO 2NC) 220VAC COIL | 1604900 | 1459000 | #REF! | Truc | In Price Book | 3.1 TESYS D CONTROL & PROTECTION, TERMINAL BLOCKS, THERMAL MANGEMENT
LC1D098FD | 4P CONT 20A AC-1 (2NO 2NC) 110VDC COIL | 2384800 | 2168000 | #REF! | Truc | In Price Book | 3.1 TESYS D CONTROL & PROTECTION, TERMINAL BLOCKS, THERMAL MANGEMENT
LC1D098M7 | 4P CONTACTOR 20A AC-1 24VAC COIL | 1604900 | 1459000 | #REF! | Truc | In Price Book | 3.1 TESYS D CONTROL & PROTECTION, TERMINAL BLOCKS, THERMAL MANGEMENT
LC1D098MD | 4P CONT 20A AC-1 (2NO 2NC) 220VDC COIL | 2384800 | 2168000 | #REF! | Truc | In Price Book | 3.1 TESYS D CONTROL & PROTECTION, TERMINAL BLOCKS, THERMAL MANGEMENT
LC1D098P7 | CONTACTOR TESYS LC1D 4P | 1604900 | 1459000 | #REF! | Truc | In Price Book | 3.1 TESYS D CONTROL & PROTECTION, TERMINAL BLOCKS, THERMAL MANGEMENT
LC1D098U7 | 4P CONTACTOR 20A AC-1 220VAC COIL | 1604900 | 1459000 | #REF! | Truc | In Price Book | 3.1 TESYS D CONTROL & PROTECTION, TERMINAL BLOCKS, THERMAL MANGEMENT
LC1D09B7 | 3P CONT 9A AC3 4KW 1NO 1NC 24VAC COIL | 519200 | 472000 | #REF! | Truc | In Price Book | 3.1 TESYS D CONTROL & PROTECTION, TERMINAL BLOCKS, THERMAL MANGEMENT
LC1D09BD | 3P CONT 9A AC3 4KW 1NO 1NC 24VDC COIL | 877800 | 798000 | #REF! | Truc | In Price Book | 3.1 TESYS D CONTROL & PROTECTION, TERMINAL BLOCKS, THERMAL MANGEMENT
LC1D09BL | CONTACTOR 9A AC3 4KW 1NO 1NC 24VDC | 940500 | 855000 | #REF! | Truc | In Price Book | 3.1 TESYS D CONTROL & PROTECTION, TERMINAL BLOCKS, THERMAL MANGEMENT
LC1D09BNE | TESYS D CONTACTOR 3P AC3 9A | 2281400 | 2074000 | #REF! | Truc | In Price Book | 3.1 TESYS D CONTROL & PROTECTION, TERMINAL BLOCKS, THERMAL MANGEMENT
LC1D09CD | CONTACTOR | 877800 | 798000 | #REF! | Truc | In Price Book | 3.1 TESYS D CONTROL & PROTECTION, TERMINAL BLOCKS, THERMAL MANGEMENT
LC1D09D7 | 3P CONT 9A AC3 4KW 1NO 1NC 42VAC COIL | 519200 | 472000 | #REF! | Truc | In Price Book | 3.1 TESYS D CONTROL & PROTECTION, TERMINAL BLOCKS, THERMAL MANGEMENT
LC1D09E7 | 3P CONT 9A AC3 4KW 1NO 1NC 48VAC COIL | 519200 | 472000 | #REF! | Truc | In Price Book | 3.1 TESYS D CONTROL & PROTECTION, TERMINAL BLOCKS, THERMAL MANGEMENT
LC1D09ED | 3P CONT 9A AC3 4KW 1N0 1NC 48VDC COIL | 877800 | 798000 | #REF! | Truc | In Price Book | 3.1 TESYS D CONTROL & PROTECTION, TERMINAL BLOCKS, THERMAL MANGEMENT
LC1D09EHE | TESYS D CONTACTOR 3P AC3 9A | 2281400 | 2074000 | #REF! | Truc | In Price Book | 3.1 TESYS D CONTROL & PROTECTION, TERMINAL BLOCKS, THERMAL MANGEMENT
LC1D09EL | 3P CONTACTOR 9A AC3 4KW 1NO 1NC 48VDC LC | 940500 | 855000 | #REF! | Truc | In Price Book | 3.1 TESYS D CONTROL & PROTECTION, TERMINAL BLOCKS, THERMAL MANGEMENT
LC1D09F7 | 3P CONT 9A AC3 4KW 1NO 1NC 110VAC COIL | 519200 | 472000 | #REF! | Truc | In Price Book | 3.1 TESYS D CONTROL & PROTECTION, TERMINAL BLOCKS, THERMAL MANGEMENT
LC1D09FD | 3P CONT 9A AC3 4KW 1NO 1NC 110VDC COIL | 877800 | 798000 | #REF! | Truc | In Price Book | 3.1 TESYS D CONTROL & PROTECTION, TERMINAL BLOCKS, THERMAL MANGEMENT
LC1D09FE7 | 3P CONT 9A AC3 4KW 1NO 1NC 115VAC COIL | 519200 | 472000 | #REF! | Truc | In Price Book | 3.1 TESYS D CONTROL & PROTECTION, TERMINAL BLOCKS, THERMAL MANGEMENT
LC1D09FL | 3P CONT 9A AC3 4KW 1NO 1NC 110VDC LC | 940500 | 855000 | #REF! | Truc | In Price Book | 3.1 TESYS D CONTROL & PROTECTION, TERMINAL BLOCKS, THERMAL MANGEMENT
LC1D09GD | CONTACTOR | 877800 | 798000 | #REF! | Truc | In Price Book | 3.1 TESYS D CONTROL & PROTECTION, TERMINAL BLOCKS, THERMAL MANGEMENT
LC1D09JD | 3P CONT 9A AC3 4KW 1NO 1NC 12VDC COIL | 877800 | 798000 | #REF! | Truc | In Price Book | 3.1 TESYS D CONTROL & PROTECTION, TERMINAL BLOCKS, THERMAL MANGEMENT
LC1D09JL | CONTACTOR | 940500 | 855000 | #REF! | Truc | In Price Book | 3.1 TESYS D CONTROL & PROTECTION, TERMINAL BLOCKS, THERMAL MANGEMENT
LC1D09KUE | TESYS D CONTACTOR 3P AC3 9A | 2281400 | 2074000 | #REF! | Truc | In Price Book | 3.1 TESYS D CONTROL & PROTECTION, TERMINAL BLOCKS, THERMAL MANGEMENT
LC1D09M7 | 3P CONT 9A AC3 4KW 1NO 1NC 220VAC COIL | 519200 | 472000 | #REF! | Truc | In Price Book | 3.1 TESYS D CONTROL & PROTECTION, TERMINAL BLOCKS, THERMAL MANGEMENT
LC1D09MD | 3P CONT 9A AC3 4KW 1NO 1NC 220VDC COIL | 877800 | 798000 | #REF! | Truc | In Price Book | 3.1 TESYS D CONTROL & PROTECTION, TERMINAL BLOCKS, THERMAL MANGEMENT
LC1D09N7 | 3P CONT 9A AC3 4KW 1NO 1NC 415VAC COIL | 519200 | 472000 | #REF! | Truc | In Price Book | 3.1 TESYS D CONTROL & PROTECTION, TERMINAL BLOCKS, THERMAL MANGEMENT
LC1D09ND | CONTACTOR | 877800 | 798000 | #REF! | Truc | In Price Book | 3.1 TESYS D CONTROL & PROTECTION, TERMINAL BLOCKS, THERMAL MANGEMENT
LC1D09P7 | 3P CONT 9A AC3 4KW 1NO 1NC 230VAC COIL | 519200 | 472000 | #REF! | Truc | In Price Book | 3.1 TESYS D CONTROL & PROTECTION, TERMINAL BLOCKS, THERMAL MANGEMENT
LC1D09Q7 | 3P CONT 9A AC3 4KW 1NO 1NC 380VAC COIL | 519200 | 472000 | #REF! | Truc | In Price Book | 3.1 TESYS D CONTROL & PROTECTION, TERMINAL BLOCKS, THERMAL MANGEMENT
LC1D09R7 | 3P CONT 9A AC3 4KW 1NO 1NC 440VAC COIL | 519200 | 472000 | #REF! | Truc | In Price Book | 3.1 TESYS D CONTROL & PROTECTION, TERMINAL BLOCKS, THERMAL MANGEMENT
LC1D09RD | CONTACTOR | 877800 | 798000 | #REF! | Truc | In Price Book | 3.1 TESYS D CONTROL & PROTECTION, TERMINAL BLOCKS, THERMAL MANGEMENT
LC1D09U7 | 3P CONT 9A AC3 4KW 1NO 1NC 240VAC COIL | 519200 | 472000 | #REF! | Truc | In Price Book | 3.1 TESYS D CONTROL & PROTECTION, TERMINAL BLOCKS, THERMAL MANGEMENT
LC1D09UD | CONTACTOR 9A 1F+1O 250V DC LPL | 877800 | 798000 | #REF! | Truc | In Price Book | 3.1 TESYS D CONTROL & PROTECTION, TERMINAL BLOCKS, THERMAL MANGEMENT
LC1D09V7 | 3P CONT 9A AC3 4KW 1NO 1NC 400VAC COIL | 519200 | 472000 | #REF! | Truc | In Price Book | 3.1 TESYS D CONTROL & PROTECTION, TERMINAL BLOCKS, THERMAL MANGEMENT
LC1D115004BD | CONTACTOR | 20505100 | 18641000 | #REF! | Truc | In Price Book | 3.1 TESYS D CONTROL & PROTECTION, TERMINAL BLOCKS, THERMAL MANGEMENT
LC1D115004M7 | CONTACTOR | 13828100 | 12571000 | #REF! | Truc | In Price Book | 3.1 TESYS D CONTROL & PROTECTION, TERMINAL BLOCKS, THERMAL MANGEMENT
LC1D115004MD | CONTACTOR | 20505100 | 18641000 | #REF! | Truc | In Price Book | 3.1 TESYS D CONTROL & PROTECTION, TERMINAL BLOCKS, THERMAL MANGEMENT
LC1D115004P7 | CONTACTOR | 13828100 | 12571000 | #REF! | Truc | In Price Book | 3.1 TESYS D CONTROL & PROTECTION, TERMINAL BLOCKS, THERMAL MANGEMENT
LC1D115004V7 | CONTACTOR | 13828100 | 12571000 | #REF! | Truc | In Price Book | 3.1 TESYS D CONTROL & PROTECTION, TERMINAL BLOCKS, THERMAL MANGEMENT
LC1D115B7 | CONTACTOR | 8081700 | 7347000 | #REF! | Truc | In Price Book | 3.1 TESYS D CONTROL & PROTECTION, TERMINAL BLOCKS, THERMAL MANGEMENT
LC1D115BD | CONTACTOR | 13733500 | 12485000 | #REF! | Truc | In Price Book | 3.1 TESYS D CONTROL & PROTECTION, TERMINAL BLOCKS, THERMAL MANGEMENT
LC1D115D7 | CONTACTOR | 8081700 | 7347000 | #REF! | Truc | In Price Book | 3.1 TESYS D CONTROL & PROTECTION, TERMINAL BLOCKS, THERMAL MANGEMENT
LC1D115E7 | CONTACTOR | 8081700 | 7347000 | #REF! | Truc | In Price Book | 3.1 TESYS D CONTROL & PROTECTION, TERMINAL BLOCKS, THERMAL MANGEMENT
LC1D115ED | CONTACTOR | 13733500 | 12485000 | #REF! | Truc | In Price Book | 3.1 TESYS D CONTROL & PROTECTION, TERMINAL BLOCKS, THERMAL MANGEMENT
LC1D115F7 | CONTACTOR | 8081700 | 7347000 | #REF! | Truc | In Price Book | 3.1 TESYS D CONTROL & PROTECTION, TERMINAL BLOCKS, THERMAL MANGEMENT
LC1D115FD | CONTACTOR | 13733500 | 12485000 | #REF! | Truc | In Price Book | 3.1 TESYS D CONTROL & PROTECTION, TERMINAL BLOCKS, THERMAL MANGEMENT
LC1D115M7 | CONTACTOR | 8081700 | 7347000 | #REF! | Truc | In Price Book | 3.1 TESYS D CONTROL & PROTECTION, TERMINAL BLOCKS, THERMAL MANGEMENT
LC1D115MD | CONTACTOR | 13733500 | 12485000 | #REF! | Truc | In Price Book | 3.1 TESYS D CONTROL & PROTECTION, TERMINAL BLOCKS, THERMAL MANGEMENT
LC1D115P7 | CONTACTOR | 8081700 | 7347000 | #REF! | Truc | In Price Book | 3.1 TESYS D CONTROL & PROTECTION, TERMINAL BLOCKS, THERMAL MANGEMENT
LC1D115Q7 | CONTACTOR | 8081700 | 7347000 | #REF! | Truc | In Price Book | 3.1 TESYS D CONTROL & PROTECTION, TERMINAL BLOCKS, THERMAL MANGEMENT
LC1D115R7 | CONTACTOR | 8081700 | 7347000 | #REF! | Truc | In Price Book | 3.1 TESYS D CONTROL & PROTECTION, TERMINAL BLOCKS, THERMAL MANGEMENT
LC1D115S7 | CONTACTOR | 8081700 | 7347000 | #REF! | Truc | In Price Book | 3.1 TESYS D CONTROL & PROTECTION, TERMINAL BLOCKS, THERMAL MANGEMENT
LC1D115U7 | CONTACTOR | 8081700 | 7347000 | #REF! | Truc | In Price Book | 3.1 TESYS D CONTROL & PROTECTION, TERMINAL BLOCKS, THERMAL MANGEMENT
LC1D128B7 | 4P CONT 25A AC-1 (2NO 2NC) 24VAC COIL | 1843600 | 1676000 | #REF! | Truc | In Price Book | 3.1 TESYS D CONTROL & PROTECTION, TERMINAL BLOCKS, THERMAL MANGEMENT
LC1D128BD | 4P CONT 25A AC-1 (2NO 2NC) 24VDC COIL | 2707100 | 2461000 | #REF! | Truc | In Price Book | 3.1 TESYS D CONTROL & PROTECTION, TERMINAL BLOCKS, THERMAL MANGEMENT
LC1D128D7 | 4P CONT 25A AC-1 (2NO 2NC) 42VAC COIL | 1843600 | 1676000 | #REF! | Truc | In Price Book | 3.1 TESYS D CONTROL & PROTECTION, TERMINAL BLOCKS, THERMAL MANGEMENT
LC1D128E7 | 4P CONT 25A AC-1 (2NO 2NC) 48VAC COIL | 1843600 | 1676000 | #REF! | Truc | In Price Book | 3.1 TESYS D CONTROL & PROTECTION, TERMINAL BLOCKS, THERMAL MANGEMENT
LC1D128ED | 4P CONT 25A AC-1 (2NO 2NC) 48VDC COIL | 2707100 | 2461000 | #REF! | Truc | In Price Book | 3.1 TESYS D CONTROL & PROTECTION, TERMINAL BLOCKS, THERMAL MANGEMENT
LC1D128F7 | 4P CONT 25A AC-1 (2NO 2NC) 110VAC COIL | 1843600 | 1676000 | #REF! | Truc | In Price Book | 3.1 TESYS D CONTROL & PROTECTION, TERMINAL BLOCKS, THERMAL MANGEMENT
LC1D128FD | 4P CONT 25A AC-1 (2NO 2NC) 110VDC COIL | 2707100 | 2461000 | #REF! | Truc | In Price Book | 3.1 TESYS D CONTROL & PROTECTION, TERMINAL BLOCKS, THERMAL MANGEMENT
LC1D128M7 | 4P CONT 25A AC-1 (2NO 2NC) 220VAC COIL | 1843600 | 1676000 | #REF! | Truc | In Price Book | 3.1 TESYS D CONTROL & PROTECTION, TERMINAL BLOCKS, THERMAL MANGEMENT
LC1D128MD | 4P CONT 25A AC-1 (2NO 2NC) 220VDC COIL | 2707100 | 2461000 | #REF! | Truc | In Price Book | 3.1 TESYS D CONTROL & PROTECTION, TERMINAL BLOCKS, THERMAL MANGEMENT
LC1D128P7 | CONTACTOR TESYS LC1D 4P | 1843600 | 1676000 | #REF! | Truc | In Price Book | 3.1 TESYS D CONTROL & PROTECTION, TERMINAL BLOCKS, THERMAL MANGEMENT
LC1D128RD | CONTACTOR | 2707100 | 2461000 | #REF! | Truc | In Price Book | 3.1 TESYS D CONTROL & PROTECTION, TERMINAL BLOCKS, THERMAL MANGEMENT
LC1D128U7 | 4P CONT 25A AC-1 (2NO 2NC) 240VAC COIL | 1843600 | 1676000 | #REF! | Truc | In Price Book | 3.1 TESYS D CONTROL & PROTECTION, TERMINAL BLOCKS, THERMAL MANGEMENT
LC1D12B7 | CONTACTOR 12A 1NC+1NO 24V 50/60 | 620400 | 564000 | #REF! | Truc | In Price Book | 3.1 TESYS D CONTROL & PROTECTION, TERMINAL BLOCKS, THERMAL MANGEMENT
LC1D12BD | 3P CONT 12A AC3 5.5KW 1NO 1NC 24VDC | 1053800 | 958000 | #REF! | Truc | In Price Book | 3.1 TESYS D CONTROL & PROTECTION, TERMINAL BLOCKS, THERMAL MANGEMENT
LC1D12BL | 3P CONT 12A AC3 5.5KW 1NO 1NC 24VDC LC | 1129700 | 1027000 | #REF! | Truc | In Price Book | 3.1 TESYS D CONTROL & PROTECTION, TERMINAL BLOCKS, THERMAL MANGEMENT
LC1D12BNE | TESYS D CONTACTOR 3P AC3 12A | 2281400 | 2074000 | #REF! | Truc | In Price Book | 3.1 TESYS D CONTROL & PROTECTION, TERMINAL BLOCKS, THERMAL MANGEMENT
LC1D12D7 | CONTACTOR | 620400 | 564000 | #REF! | Truc | In Price Book | 3.1 TESYS D CONTROL & PROTECTION, TERMINAL BLOCKS, THERMAL MANGEMENT
LC1D12E7 | CONTACTOR 12A 1F PLUS 1O 48V 50 60 | 620400 | 564000 | #REF! | Truc | In Price Book | 3.1 TESYS D CONTROL & PROTECTION, TERMINAL BLOCKS, THERMAL MANGEMENT
LC1D12ED | 3P CONT 12A AC3 5.5KW 1NO 1NC 48VDC COIL | 1053800 | 958000 | #REF! | Truc | In Price Book | 3.1 TESYS D CONTROL & PROTECTION, TERMINAL BLOCKS, THERMAL MANGEMENT
LC1D12EHE | TESYS D CONTACTOR 3P AC3 12A | 2281400 | 2074000 | #REF! | Truc | In Price Book | 3.1 TESYS D CONTROL & PROTECTION, TERMINAL BLOCKS, THERMAL MANGEMENT
LC1D12EL | 3P CONT 9A AC3 5.5KW 1NO 1NC 48VDC LC | 1129700 | 1027000 | #REF! | Truc | In Price Book | 3.1 TESYS D CONTROL & PROTECTION, TERMINAL BLOCKS, THERMAL MANGEMENT
LC1D12F7 | CONTACTOR 12A 1NC+1NO 110V 50 60 | 620400 | 564000 | #REF! | Truc | In Price Book | 3.1 TESYS D CONTROL & PROTECTION, TERMINAL BLOCKS, THERMAL MANGEMENT
LC1D12FD | 3P CON 12A AC3 5.5KW 1NO 1NC 110VDC COIL | 1053800 | 958000 | #REF! | Truc | In Price Book | 3.1 TESYS D CONTROL & PROTECTION, TERMINAL BLOCKS, THERMAL MANGEMENT
LC1D12FE7 | CONTACTOR | 620400 | 564000 | #REF! | Truc | In Price Book | 3.1 TESYS D CONTROL & PROTECTION, TERMINAL BLOCKS, THERMAL MANGEMENT
LC1D12GD | 3P CON 12A AC3 5.5KW 1NO 1NC 120VDC COIL | 1053800 | 958000 | #REF! | Truc | In Price Book | 3.1 TESYS D CONTROL & PROTECTION, TERMINAL BLOCKS, THERMAL MANGEMENT
LC1D12JD | 3P CONT 12A AC3 5.5KW 1NO 1NC 12VDC COIL | 1053800 | 958000 | #REF! | Truc | In Price Book | 3.1 TESYS D CONTROL & PROTECTION, TERMINAL BLOCKS, THERMAL MANGEMENT
LC1D12KUE | TESYS D CONTACTOR 3P AC3 12A | 2281400 | 2074000 | #REF! | Truc | In Price Book | 3.1 TESYS D CONTROL & PROTECTION, TERMINAL BLOCKS, THERMAL MANGEMENT
LC1D12M7 | CONTACTOR | 620400 | 564000 | #REF! | Truc | In Price Book | 3.1 TESYS D CONTROL & PROTECTION, TERMINAL BLOCKS, THERMAL MANGEMENT
LC1D12MD | CON 12A AC3 5.5KW 1NO 1NC 220VDC | 1053800 | 958000 | #REF! | Truc | In Price Book | 3.1 TESYS D CONTROL & PROTECTION, TERMINAL BLOCKS, THERMAL MANGEMENT
LC1D12N7 | CONTACTOR 12A 1NC+1NO 415V 50/60 | 620400 | 564000 | #REF! | Truc | In Price Book | 3.1 TESYS D CONTROL & PROTECTION, TERMINAL BLOCKS, THERMAL MANGEMENT
LC1D12ND | CONTACTOR | 1053800 | 958000 | #REF! | Truc | In Price Book | 3.1 TESYS D CONTROL & PROTECTION, TERMINAL BLOCKS, THERMAL MANGEMENT
LC1D12P7 | CONTACTOR | 620400 | 564000 | #REF! | Truc | In Price Book | 3.1 TESYS D CONTROL & PROTECTION, TERMINAL BLOCKS, THERMAL MANGEMENT
LC1D12Q7 | CONTACTOR | 620400 | 564000 | #REF! | Truc | In Price Book | 3.1 TESYS D CONTROL & PROTECTION, TERMINAL BLOCKS, THERMAL MANGEMENT
LC1D12R7 | CONTACTOR | 620400 | 564000 | #REF! | Truc | In Price Book | 3.1 TESYS D CONTROL & PROTECTION, TERMINAL BLOCKS, THERMAL MANGEMENT
LC1D12RD | CONTACTOR | 1053800 | 958000 | #REF! | Truc | In Price Book | 3.1 TESYS D CONTROL & PROTECTION, TERMINAL BLOCKS, THERMAL MANGEMENT
LC1D12U7 | CONTACTOR 12A 1NC+1NO 240V 50/60 | 620400 | 564000 | #REF! | Truc | In Price Book | 3.1 TESYS D CONTROL & PROTECTION, TERMINAL BLOCKS, THERMAL MANGEMENT
LC1D12V7 | CONTACTOR | 620400 | 564000 | #REF! | Truc | In Price Book | 3.1 TESYS D CONTROL & PROTECTION, TERMINAL BLOCKS, THERMAL MANGEMENT
LC1D150B7 | CONTACTOR | 10204700 | 9277000 | #REF! | Truc | In Price Book | 3.1 TESYS D CONTROL & PROTECTION, TERMINAL BLOCKS, THERMAL MANGEMENT
LC1D150BD | CONTACTOR | 17348100 | 15771000 | #REF! | Truc | In Price Book | 3.1 TESYS D CONTROL & PROTECTION, TERMINAL BLOCKS, THERMAL MANGEMENT
LC1D150D7 | CONTACTOR | 10204700 | 9277000 | #REF! | Truc | In Price Book | 3.1 TESYS D CONTROL & PROTECTION, TERMINAL BLOCKS, THERMAL MANGEMENT
LC1D150E7 | CONTACTOR | 10204700 | 9277000 | #REF! | Truc | In Price Book | 3.1 TESYS D CONTROL & PROTECTION, TERMINAL BLOCKS, THERMAL MANGEMENT
LC1D150ED | CONTACTOR | 17348100 | 15771000 | #REF! | Truc | In Price Book | 3.1 TESYS D CONTROL & PROTECTION, TERMINAL BLOCKS, THERMAL MANGEMENT
LC1D150F7 | CONTACTOR | 10204700 | 9277000 | #REF! | Truc | In Price Book | 3.1 TESYS D CONTROL & PROTECTION, TERMINAL BLOCKS, THERMAL MANGEMENT
LC1D150M7 | CONTACTOR | 10204700 | 9277000 | #REF! | Truc | In Price Book | 3.1 TESYS D CONTROL & PROTECTION, TERMINAL BLOCKS, THERMAL MANGEMENT
LC1D150MD | CONTACTOR | 17348100 | 15771000 | #REF! | Truc | In Price Book | 3.1 TESYS D CONTROL & PROTECTION, TERMINAL BLOCKS, THERMAL MANGEMENT
LC1D150P7 | CONTACTOR | 10204700 | 9277000 | #REF! | Truc | In Price Book | 3.1 TESYS D CONTROL & PROTECTION, TERMINAL BLOCKS, THERMAL MANGEMENT
LC1D150Q7 | CONTACTOR | 10204700 | 9277000 | #REF! | Truc | In Price Book | 3.1 TESYS D CONTROL & PROTECTION, TERMINAL BLOCKS, THERMAL MANGEMENT
LC1D150R7 | CONTACTOR | 10204700 | 9277000 | #REF! | Truc | In Price Book | 3.1 TESYS D CONTROL & PROTECTION, TERMINAL BLOCKS, THERMAL MANGEMENT
LC1D150SD | CONTACTOR | 17348100 | 15771000 | #REF! | Truc | In Price Book | 3.1 TESYS D CONTROL & PROTECTION, TERMINAL BLOCKS, THERMAL MANGEMENT
LC1D150U7 | CONTACTOR | 10204700 | 9277000 | #REF! | Truc | In Price Book | 3.1 TESYS D CONTROL & PROTECTION, TERMINAL BLOCKS, THERMAL MANGEMENT
LC1D188B7 | CONT 32A 4p AC1 24v 50/60 hz | 2170300 | 1973000 | #REF! | Truc | In Price Book | 3.1 TESYS D CONTROL & PROTECTION, TERMINAL BLOCKS, THERMAL MANGEMENT
LC1D188BD | 4P CONT 32A AC-1 (2NO 2NC) 24VDC COIL | 3034900 | 2759000 | #REF! | Truc | In Price Book | 3.1 TESYS D CONTROL & PROTECTION, TERMINAL BLOCKS, THERMAL MANGEMENT
LC1D188D7 | CONTACTOR | 2170300 | 1973000 | #REF! | Truc | In Price Book | 3.1 TESYS D CONTROL & PROTECTION, TERMINAL BLOCKS, THERMAL MANGEMENT
LC1D188E7 | 4P CONT 32A AC-1 (2NO 2NC) 48VAC COIL | 2170300 | 1973000 | #REF! | Truc | In Price Book | 3.1 TESYS D CONTROL & PROTECTION, TERMINAL BLOCKS, THERMAL MANGEMENT
LC1D188ED | 4P CONT 32A AC-1 (2NO 2NC) 48VDC COIL | 3034900 | 2759000 | #REF! | Truc | In Price Book | 3.1 TESYS D CONTROL & PROTECTION, TERMINAL BLOCKS, THERMAL MANGEMENT
LC1D188F7 | 4P CONT 32A AC-1 (2NO 2NC) 110VAC COIL | 2170300 | 1973000 | #REF! | Truc | In Price Book | 3.1 TESYS D CONTROL & PROTECTION, TERMINAL BLOCKS, THERMAL MANGEMENT
LC1D188FD | 4P CONT 32A AC-1 (2NO 2NC) 110VDC COIL | 3034900 | 2759000 | #REF! | Truc | In Price Book | 3.1 TESYS D CONTROL & PROTECTION, TERMINAL BLOCKS, THERMAL MANGEMENT
LC1D188M7 | 4P CONT 32A AC-1 (2NO 2NC) 220VAC COIL | 2170300 | 1973000 | #REF! | Truc | In Price Book | 3.1 TESYS D CONTROL & PROTECTION, TERMINAL BLOCKS, THERMAL MANGEMENT
LC1D188MD | 4P CONT 32A AC-1 (2NO 2NC) 220VDC COIL | 3034900 | 2759000 | #REF! | Truc | In Price Book | 3.1 TESYS D CONTROL & PROTECTION, TERMINAL BLOCKS, THERMAL MANGEMENT
LC1D188P7 | CONT 32A 4p AC1 230v 50/60 hz | 2170300 | 1973000 | #REF! | Truc | In Price Book | 3.1 TESYS D CONTROL & PROTECTION, TERMINAL BLOCKS, THERMAL MANGEMENT
LC1D188U7 | 4P CONT 32A AC-1 (2NO 2NC) 240VAC COIL | 2170300 | 1973000 | #REF! | Truc | In Price Book | 3.1 TESYS D CONTROL & PROTECTION, TERMINAL BLOCKS, THERMAL MANGEMENT
LC1D18B7 | sCONT 18A 1NC+1NO 24V 50/60 | 828300 | 753000 | #REF! | Truc | In Price Book | 3.1 TESYS D CONTROL & PROTECTION, TERMINAL BLOCKS, THERMAL MANGEMENT
LC1D18BD | CONT 18A 1NC+1NO 24V CC LPL | 1405800 | 1278000 | #REF! | Truc | In Price Book | 3.1 TESYS D CONTROL & PROTECTION, TERMINAL BLOCKS, THERMAL MANGEMENT
LC1D18BL | CONT 18A 1NC+1NO 24V low cons coil | 1501500 | 1365000 | #REF! | Truc | In Price Book | 3.1 TESYS D CONTROL & PROTECTION, TERMINAL BLOCKS, THERMAL MANGEMENT
LC1D18BNE | TESYS D CONTACTOR 3P AC3 18A | 2911700 | 2647000 | #REF! | Truc | In Price Book | 3.1 TESYS D CONTROL & PROTECTION, TERMINAL BLOCKS, THERMAL MANGEMENT
LC1D18D7 | CONT 18A 1NC+1NO 42V 50/60 | 828300 | 753000 | #REF! | Truc | In Price Book | 3.1 TESYS D CONTROL & PROTECTION, TERMINAL BLOCKS, THERMAL MANGEMENT
LC1D18E7 | CONT 18A 1NC+1NO 48V 50/60 | 828300 | 753000 | #REF! | Truc | In Price Book | 3.1 TESYS D CONTROL & PROTECTION, TERMINAL BLOCKS, THERMAL MANGEMENT
LC1D18ED | CONT 18A 1NC+1NO 48V CC LPL | 1405800 | 1278000 | #REF! | Truc | In Price Book | 3.1 TESYS D CONTROL & PROTECTION, TERMINAL BLOCKS, THERMAL MANGEMENT
LC1D18EHE | TESYS D CONTACTOR 3P AC3 18A | 2911700 | 2647000 | #REF! | Truc | In Price Book | 3.1 TESYS D CONTROL & PROTECTION, TERMINAL BLOCKS, THERMAL MANGEMENT
LC1D18F7 | CONT 18A 1NC+1NO 110V 50/60. | 828300 | 753000 | #REF! | Truc | In Price Book | 3.1 TESYS D CONTROL & PROTECTION, TERMINAL BLOCKS, THERMAL MANGEMENT
LC1D18FD | CONT18A 1NC+1NO 110V CC LPL | 1405800 | 1278000 | #REF! | Truc | In Price Book | 3.1 TESYS D CONTROL & PROTECTION, TERMINAL BLOCKS, THERMAL MANGEMENT
LC1D18FE7 | CONT 18A 1NC+1NO 115V 50/60 | 828300 | 753000 | #REF! | Truc | In Price Book | 3.1 TESYS D CONTROL & PROTECTION, TERMINAL BLOCKS, THERMAL MANGEMENT
LC1D18GD | CONT18A 1NC+1NO 125V CC LPL | 1405800 | 1278000 | #REF! | Truc | In Price Book | 3.1 TESYS D CONTROL & PROTECTION, TERMINAL BLOCKS, THERMAL MANGEMENT
LC1D18JD | CONTACTOR | 1405800 | 1278000 | #REF! | Truc | In Price Book | 3.1 TESYS D CONTROL & PROTECTION, TERMINAL BLOCKS, THERMAL MANGEMENT
LC1D18KUE | TESYS D CONTACTOR 3P AC3 18A | 2911700 | 2647000 | #REF! | Truc | In Price Book | 3.1 TESYS D CONTROL & PROTECTION, TERMINAL BLOCKS, THERMAL MANGEMENT
LC1D18M7 | CONT 18A 1NC+1NO 220V 50/60 | 828300 | 753000 | #REF! | Truc | In Price Book | 3.1 TESYS D CONTROL & PROTECTION, TERMINAL BLOCKS, THERMAL MANGEMENT
LC1D18MD | CONTACTOR | 1405800 | 1278000 | #REF! | Truc | In Price Book | 3.1 TESYS D CONTROL & PROTECTION, TERMINAL BLOCKS, THERMAL MANGEMENT
LC1D18N7 | CONT 18A 1NC+1NO 415V 50/60 | 828300 | 753000 | #REF! | Truc | In Price Book | 3.1 TESYS D CONTROL & PROTECTION, TERMINAL BLOCKS, THERMAL MANGEMENT
LC1D18ND | CONT 18A 1NC+1NO 60V CC LPL | 1405800 | 1278000 | #REF! | Truc | In Price Book | 3.1 TESYS D CONTROL & PROTECTION, TERMINAL BLOCKS, THERMAL MANGEMENT
LC1D18P7 | CONT 18A 1NC+1NO 230V 50/60 | 828300 | 753000 | #REF! | Truc | In Price Book | 3.1 TESYS D CONTROL & PROTECTION, TERMINAL BLOCKS, THERMAL MANGEMENT
LC1D18Q7 | CONT 18A 1NC+1NO 380V 50/60 | 828300 | 753000 | #REF! | Truc | In Price Book | 3.1 TESYS D CONTROL & PROTECTION, TERMINAL BLOCKS, THERMAL MANGEMENT
LC1D18R7 | CONT 18A 1NC+1NO 440V 50/60 | 828300 | 753000 | #REF! | Truc | In Price Book | 3.1 TESYS D CONTROL & PROTECTION, TERMINAL BLOCKS, THERMAL MANGEMENT
LC1D18SD | CONT 18A 1NC+1NO 72V dc coil | 1405800 | 1278000 | #REF! | Truc | In Price Book | 3.1 TESYS D CONTROL & PROTECTION, TERMINAL BLOCKS, THERMAL MANGEMENT
LC1D18U7 | CONT 18A 1NC+1NO 240V 50/60 hz | 828300 | 753000 | #REF! | Truc | In Price Book | 3.1 TESYS D CONTROL & PROTECTION, TERMINAL BLOCKS, THERMAL MANGEMENT
LC1D18V7 | CONTACTOR | 828300 | 753000 | #REF! | Truc | In Price Book | 3.1 TESYS D CONTROL & PROTECTION, TERMINAL BLOCKS, THERMAL MANGEMENT
LC1D258B7 | 4P CONT 40A AC-1 (2NO 2NC) 24VAC COIL | 3686100 | 3351000 | #REF! | Truc | In Price Book | 3.1 TESYS D CONTROL & PROTECTION, TERMINAL BLOCKS, THERMAL MANGEMENT
LC1D258BD | 4P CONTACTOR 40A AC-1 (2NO 2NC) 24VDC | 5420800 | 4928000 | #REF! | Truc | In Price Book | 3.1 TESYS D CONTROL & PROTECTION, TERMINAL BLOCKS, THERMAL MANGEMENT
LC1D258D7 | 4P CONT 40A AC-1 (2NO 2NC) 42VAC COIL | 3686100 | 3351000 | #REF! | Truc | In Price Book | 3.1 TESYS D CONTROL & PROTECTION, TERMINAL BLOCKS, THERMAL MANGEMENT
LC1D258E7 | 4P CONT 40A AC-1 (2NO 2NC) 48VAC COIL | 3686100 | 3351000 | #REF! | Truc | In Price Book | 3.1 TESYS D CONTROL & PROTECTION, TERMINAL BLOCKS, THERMAL MANGEMENT
LC1D258ED | 4P CONTACTOR 40A AC-1 (2NO 2NC) 48VDC | 5420800 | 4928000 | #REF! | Truc | In Price Book | 3.1 TESYS D CONTROL & PROTECTION, TERMINAL BLOCKS, THERMAL MANGEMENT
LC1D258F7 | 4P CONT 40A AC-1 (2NO 2NC) 110VAC COIL | 3686100 | 3351000 | #REF! | Truc | In Price Book | 3.1 TESYS D CONTROL & PROTECTION, TERMINAL BLOCKS, THERMAL MANGEMENT
LC1D258FD | 4P CONTACTOR 40A AC-1 (2NO 2NC) 110VDC | 5420800 | 4928000 | #REF! | Truc | In Price Book | 3.1 TESYS D CONTROL & PROTECTION, TERMINAL BLOCKS, THERMAL MANGEMENT
LC1D258GD | 4P CONTACTOR 40A AC-1 (2NO 2NC) 125VDC | 5420800 | 4928000 | #REF! | Truc | In Price Book | 3.1 TESYS D CONTROL & PROTECTION, TERMINAL BLOCKS, THERMAL MANGEMENT
LC1D258M7 | 4P CONT 40A AC-1 (2NO 2NC) 220VAC COIL | 3686100 | 3351000 | #REF! | Truc | In Price Book | 3.1 TESYS D CONTROL & PROTECTION, TERMINAL BLOCKS, THERMAL MANGEMENT
LC1D258MD | 4P CONTACTOR 40A AC-1 (2NO 2NC) 220VDC | 5420800 | 4928000 | #REF! | Truc | In Price Book | 3.1 TESYS D CONTROL & PROTECTION, TERMINAL BLOCKS, THERMAL MANGEMENT
LC1D258P7 | CONT 40A 4p AC1 230v 50/60 hz | 3686100 | 3351000 | #REF! | Truc | In Price Book | 3.1 TESYS D CONTROL & PROTECTION, TERMINAL BLOCKS, THERMAL MANGEMENT
LC1D258U7 | 4P CONT 40A AC-1 (2NO 2NC) 240VAC COIL | 3686100 | 3351000 | #REF! | Truc | In Price Book | 3.1 TESYS D CONTROL & PROTECTION, TERMINAL BLOCKS, THERMAL MANGEMENT
LC1D258V7 | CONTACTOR | 3686100 | 3351000 | #REF! | Truc | In Price Book | 3.1 TESYS D CONTROL & PROTECTION, TERMINAL BLOCKS, THERMAL MANGEMENT
LC1D25B7 | CONT 25A 1NC+1NO 24V 50/60 | 1160500 | 1055000 | #REF! | Truc | In Price Book | 3.1 TESYS D CONTROL & PROTECTION, TERMINAL BLOCKS, THERMAL MANGEMENT
LC1D25BD | CONT 25A 1NC+1NO 24V CC LPL | 1405800 | 1278000 | #REF! | Truc | In Price Book | 3.1 TESYS D CONTROL & PROTECTION, TERMINAL BLOCKS, THERMAL MANGEMENT
LC1D25BL | CONT 25A 1NC+1NO 24V low cons coil | 2105400 | 1914000 | #REF! | Truc | In Price Book | 3.1 TESYS D CONTROL & PROTECTION, TERMINAL BLOCKS, THERMAL MANGEMENT
LC1D25BNE | TESYS D CONTACTOR 3P AC3 25A | 3360500 | 3055000 | #REF! | Truc | In Price Book | 3.1 TESYS D CONTROL & PROTECTION, TERMINAL BLOCKS, THERMAL MANGEMENT
LC1D25D7 | CONT 25A 1NC+1NO 42V 50/60 | 1160500 | 1055000 | #REF! | Truc | In Price Book | 3.1 TESYS D CONTROL & PROTECTION, TERMINAL BLOCKS, THERMAL MANGEMENT
LC1D25E7 | CONT 25A 1NC+1NO 48V 50/60 | 1160500 | 1055000 | #REF! | Truc | In Price Book | 3.1 TESYS D CONTROL & PROTECTION, TERMINAL BLOCKS, THERMAL MANGEMENT
LC1D25ED | CONT 25A 1NC+1NO 48V CC LPL | 1405800 | 1278000 | #REF! | Truc | In Price Book | 3.1 TESYS D CONTROL & PROTECTION, TERMINAL BLOCKS, THERMAL MANGEMENT
LC1D25EHE | TESYS D CONTACTOR 3P AC3 25A | 3360500 | 3055000 | #REF! | Truc | In Price Book | 3.1 TESYS D CONTROL & PROTECTION, TERMINAL BLOCKS, THERMAL MANGEMENT
LC1D25EL | CONTACTOR | 2105400 | 1914000 | #REF! | Truc | In Price Book | 3.1 TESYS D CONTROL & PROTECTION, TERMINAL BLOCKS, THERMAL MANGEMENT
LC1D25F7 | CONT 25A 1NC+1NO 110V 50/60 | 1160500 | 1055000 | #REF! | Truc | In Price Book | 3.1 TESYS D CONTROL & PROTECTION, TERMINAL BLOCKS, THERMAL MANGEMENT
LC1D25FD | CONT 25A 1NC+1NO 110V dc coil | 1405800 | 1278000 | #REF! | Truc | In Price Book | 3.1 TESYS D CONTROL & PROTECTION, TERMINAL BLOCKS, THERMAL MANGEMENT
LC1D25FE7 | CONT 25A 1F PLUS 1O 115V 50 60 | 1160500 | 1055000 | #REF! | Truc | In Price Book | 3.1 TESYS D CONTROL & PROTECTION, TERMINAL BLOCKS, THERMAL MANGEMENT
LC1D25FL | CONTACTOR | 2105400 | 1914000 | #REF! | Truc | In Price Book | 3.1 TESYS D CONTROL & PROTECTION, TERMINAL BLOCKS, THERMAL MANGEMENT
LC1D25GD | CONT25A 1NC+1NO 125V CC LPL | 1405800 | 1278000 | #REF! | Truc | In Price Book | 3.1 TESYS D CONTROL & PROTECTION, TERMINAL BLOCKS, THERMAL MANGEMENT
LC1D25JD | CONT 25A 1NC+1NO 12V dc coil | 1405800 | 1278000 | #REF! | Truc | In Price Book | 3.1 TESYS D CONTROL & PROTECTION, TERMINAL BLOCKS, THERMAL MANGEMENT
LC1D25JL | CONTACTOR | 2105400 | 1914000 | #REF! | Truc | In Price Book | 3.1 TESYS D CONTROL & PROTECTION, TERMINAL BLOCKS, THERMAL MANGEMENT
LC1D25KUE | TESYS D CONTACTOR 3P AC3 25A | 3360500 | 3055000 | #REF! | Truc | In Price Book | 3.1 TESYS D CONTROL & PROTECTION, TERMINAL BLOCKS, THERMAL MANGEMENT
LC1D25M7 | CONT 25A 1NC+1NO 220V 50/60 | 1160500 | 1055000 | #REF! | Truc | In Price Book | 3.1 TESYS D CONTROL & PROTECTION, TERMINAL BLOCKS, THERMAL MANGEMENT
LC1D25MD | CONTACTOR | 1405800 | 1278000 | #REF! | Truc | In Price Book | 3.1 TESYS D CONTROL & PROTECTION, TERMINAL BLOCKS, THERMAL MANGEMENT
LC1D25N7 | CONT 25A 1NC+1NO 415V 50 60 | 1160500 | 1055000 | #REF! | Truc | In Price Book | 3.1 TESYS D CONTROL & PROTECTION, TERMINAL BLOCKS, THERMAL MANGEMENT
LC1D25ND | CONT 25A 1NC+1NO 60V CC LPL | 1405800 | 1278000 | #REF! | Truc | In Price Book | 3.1 TESYS D CONTROL & PROTECTION, TERMINAL BLOCKS, THERMAL MANGEMENT
LC1D25P7 | CONT 25A 1NC+1NO 230V 50/60 | 1160500 | 1055000 | #REF! | Truc | In Price Book | 3.1 TESYS D CONTROL & PROTECTION, TERMINAL BLOCKS, THERMAL MANGEMENT
LC1D25Q7 | CONT 25A 1NC+1NO 380V 50/60 | 1160500 | 1055000 | #REF! | Truc | In Price Book | 3.1 TESYS D CONTROL & PROTECTION, TERMINAL BLOCKS, THERMAL MANGEMENT
LC1D25R7 | CONT 25A 1NC+1NO 440V 50 60 | 1160500 | 1055000 | #REF! | Truc | In Price Book | 3.1 TESYS D CONTROL & PROTECTION, TERMINAL BLOCKS, THERMAL MANGEMENT
LC1D25U7 | CONT 25A 1NC+1NO 240V 50/60 | 1160500 | 1055000 | #REF! | Truc | In Price Book | 3.1 TESYS D CONTROL & PROTECTION, TERMINAL BLOCKS, THERMAL MANGEMENT
LC1D25V7 | CONT 25A 1NC+1NO 400V 50/60 | 1160500 | 1055000 | #REF! | Truc | In Price Book | 3.1 TESYS D CONTROL & PROTECTION, TERMINAL BLOCKS, THERMAL MANGEMENT
LC1D32B7 | CONT 32A 1NC+1NO 24V 50/60 hz | 1445400 | 1314000 | #REF! | Truc | In Price Book | 3.1 TESYS D CONTROL & PROTECTION, TERMINAL BLOCKS, THERMAL MANGEMENT
LC1D32BD | CONT 32A 1NC+1NO 24V CC LPL | 2455200 | 2232000 | #REF! | Truc | In Price Book | 3.1 TESYS D CONTROL & PROTECTION, TERMINAL BLOCKS, THERMAL MANGEMENT
LC1D32BL | CONT 32A 1NC+1NO 24V 50/60 hz | 2629000 | 2390000 | #REF! | Truc | In Price Book | 3.1 TESYS D CONTROL & PROTECTION, TERMINAL BLOCKS, THERMAL MANGEMENT
LC1D32BNE | TESYS D CONTACTOR 3P AC3 32A | 4270200 | 3882000 | #REF! | Truc | In Price Book | 3.1 TESYS D CONTROL & PROTECTION, TERMINAL BLOCKS, THERMAL MANGEMENT
LC1D32D7 | CONT 32A 1NC+1NO 42V 50/60 hz | 1445400 | 1314000 | #REF! | Truc | In Price Book | 3.1 TESYS D CONTROL & PROTECTION, TERMINAL BLOCKS, THERMAL MANGEMENT
LC1D32E7 | 3P CONT 32A AC3 15KW 1NO 1NC 48VAC COIL | 1445400 | 1314000 | #REF! | Truc | In Price Book | 3.1 TESYS D CONTROL & PROTECTION, TERMINAL BLOCKS, THERMAL MANGEMENT
LC1D32ED | CONT 32A 1NC+1NO 48V CC LPL | 2455200 | 2232000 | #REF! | Truc | In Price Book | 3.1 TESYS D CONTROL & PROTECTION, TERMINAL BLOCKS, THERMAL MANGEMENT
LC1D32EHE | TESYS D CONTACTOR 3P AC3 32A | 4270200 | 3882000 | #REF! | Truc | In Price Book | 3.1 TESYS D CONTROL & PROTECTION, TERMINAL BLOCKS, THERMAL MANGEMENT
LC1D32EL | CONTACTOR | 2629000 | 2390000 | #REF! | Truc | In Price Book | 3.1 TESYS D CONTROL & PROTECTION, TERMINAL BLOCKS, THERMAL MANGEMENT
LC1D32F7 | CONT 32A 1NC+1NO 110V 50/60 hz | 1445400 | 1314000 | #REF! | Truc | In Price Book | 3.1 TESYS D CONTROL & PROTECTION, TERMINAL BLOCKS, THERMAL MANGEMENT
LC1D32FD | CONT 32A 1NC+1NO 110V dc coil | 2455200 | 2232000 | #REF! | Truc | In Price Book | 3.1 TESYS D CONTROL & PROTECTION, TERMINAL BLOCKS, THERMAL MANGEMENT
LC1D32FE7 | CONTACTOR | 1445400 | 1314000 | #REF! | Truc | In Price Book | 3.1 TESYS D CONTROL & PROTECTION, TERMINAL BLOCKS, THERMAL MANGEMENT
LC1D32FL | CONTACTOR | 2629000 | 2390000 | #REF! | Truc | In Price Book | 3.1 TESYS D CONTROL & PROTECTION, TERMINAL BLOCKS, THERMAL MANGEMENT
LC1D32GD | CONT32A 1NC+1NO 125V CC LPL | 2455200 | 2232000 | #REF! | Truc | In Price Book | 3.1 TESYS D CONTROL & PROTECTION, TERMINAL BLOCKS, THERMAL MANGEMENT
LC1D32JD | CONTACTOR | 2455200 | 2232000 | #REF! | Truc | In Price Book | 3.1 TESYS D CONTROL & PROTECTION, TERMINAL BLOCKS, THERMAL MANGEMENT
LC1D32JL | CONTACTOR | 2629000 | 2390000 | #REF! | Truc | In Price Book | 3.1 TESYS D CONTROL & PROTECTION, TERMINAL BLOCKS, THERMAL MANGEMENT
LC1D32KUE | TESYS D CONTACTOR 3P AC3 32A | 4270200 | 3882000 | #REF! | Truc | In Price Book | 3.1 TESYS D CONTROL & PROTECTION, TERMINAL BLOCKS, THERMAL MANGEMENT
LC1D32M7 | 3P CONT 32A AC3 15KW 1NO 1NC 220VAC COIL | 1445400 | 1314000 | #REF! | Truc | In Price Book | 3.1 TESYS D CONTROL & PROTECTION, TERMINAL BLOCKS, THERMAL MANGEMENT
LC1D32MD | CONT 32A 1NC+1NO 220V dc coil | 2455200 | 2232000 | #REF! | Truc | In Price Book | 3.1 TESYS D CONTROL & PROTECTION, TERMINAL BLOCKS, THERMAL MANGEMENT
LC1D32ML | CONT 32A 1NC+1NO 220V BCLPL | 2629000 | 2390000 | #REF! | Truc | In Price Book | 3.1 TESYS D CONTROL & PROTECTION, TERMINAL BLOCKS, THERMAL MANGEMENT
LC1D32N7 | CONT 32A 1NC+1NO 415V 50/60 hz | 1445400 | 1314000 | #REF! | Truc | In Price Book | 3.1 TESYS D CONTROL & PROTECTION, TERMINAL BLOCKS, THERMAL MANGEMENT
LC1D32ND | CONT 32A 1NC+1NO 60V CC LPL | 2455200 | 2232000 | #REF! | Truc | In Price Book | 3.1 TESYS D CONTROL & PROTECTION, TERMINAL BLOCKS, THERMAL MANGEMENT
LC1D32P7 | CONT 32A 1NC+1NO 230V 50/60 hz | 1445400 | 1314000 | #REF! | Truc | In Price Book | 3.1 TESYS D CONTROL & PROTECTION, TERMINAL BLOCKS, THERMAL MANGEMENT
LC1D32Q7 | CONT 32A 1NC+1NO 380V 50/60 | 1445400 | 1314000 | #REF! | Truc | In Price Book | 3.1 TESYS D CONTROL & PROTECTION, TERMINAL BLOCKS, THERMAL MANGEMENT
LC1D32R7 | CONT 32A 1NC+1NO 440V 50 60 | 1445400 | 1314000 | #REF! | Truc | In Price Book | 3.1 TESYS D CONTROL & PROTECTION, TERMINAL BLOCKS, THERMAL MANGEMENT
LC1D32U7 | CONT 32A 1NC+1NO 240V 50/60 | 1445400 | 1314000 | #REF! | Truc | In Price Book | 3.1 TESYS D CONTROL & PROTECTION, TERMINAL BLOCKS, THERMAL MANGEMENT
LC1D38B7 | CONT 38A 1NC+1NO 24V 50/60 | 1700600 | 1546000 | #REF! | Truc | In Price Book | 3.1 TESYS D CONTROL & PROTECTION, TERMINAL BLOCKS, THERMAL MANGEMENT
LC1D38BD | CONT 38A 1NC+1NO 24V dc coil | 2893000 | 2630000 | #REF! | Truc | In Price Book | 3.1 TESYS D CONTROL & PROTECTION, TERMINAL BLOCKS, THERMAL MANGEMENT
LC1D38BL | CONT 38A 1NC+1NO 24V BC LPL | 3095400 | 2814000 | #REF! | Truc | In Price Book | 3.1 TESYS D CONTROL & PROTECTION, TERMINAL BLOCKS, THERMAL MANGEMENT
LC1D38BNE | TESYS D CONTACTOR 3P AC3 38A | 4752000 | 4320000 | #REF! | Truc | In Price Book | 3.1 TESYS D CONTROL & PROTECTION, TERMINAL BLOCKS, THERMAL MANGEMENT
LC1D38D7 | CONT 38A 1NC+1NO 42V 50 60 | 1700600 | 1546000 | #REF! | Truc | In Price Book | 3.1 TESYS D CONTROL & PROTECTION, TERMINAL BLOCKS, THERMAL MANGEMENT
LC1D38E7 | CONT 38A 1NC+1NO 48V 50/60 hz | 1700600 | 1546000 | #REF! | Truc | In Price Book | 3.1 TESYS D CONTROL & PROTECTION, TERMINAL BLOCKS, THERMAL MANGEMENT
LC1D38ED | CONTACTOR | 2893000 | 2630000 | #REF! | Truc | In Price Book | 3.1 TESYS D CONTROL & PROTECTION, TERMINAL BLOCKS, THERMAL MANGEMENT
LC1D38EHE | TESYS D CONTACTOR 3P AC3 38A | 4752000 | 4320000 | #REF! | Truc | In Price Book | 3.1 TESYS D CONTROL & PROTECTION, TERMINAL BLOCKS, THERMAL MANGEMENT
LC1D38EL | CONTACTOR | 3095400 | 2814000 | #REF! | Truc | In Price Book | 3.1 TESYS D CONTROL & PROTECTION, TERMINAL BLOCKS, THERMAL MANGEMENT
LC1D38F7 | CONT 38A 1NC+1NO 110V 50/60 hz | 1700600 | 1546000 | #REF! | Truc | In Price Book | 3.1 TESYS D CONTROL & PROTECTION, TERMINAL BLOCKS, THERMAL MANGEMENT
LC1D38FD | CONTACTOR | 2893000 | 2630000 | #REF! | Truc | In Price Book | 3.1 TESYS D CONTROL & PROTECTION, TERMINAL BLOCKS, THERMAL MANGEMENT
LC1D38FL | CONT DC 38A 110V LC | 3095400 | 2814000 | #REF! | Truc | In Price Book | 3.1 TESYS D CONTROL & PROTECTION, TERMINAL BLOCKS, THERMAL MANGEMENT
LC1D38JD | CONTACTOR | 2893000 | 2630000 | #REF! | Truc | In Price Book | 3.1 TESYS D CONTROL & PROTECTION, TERMINAL BLOCKS, THERMAL MANGEMENT
LC1D38JL | CONTACTOR | 3095400 | 2814000 | #REF! | Truc | In Price Book | 3.1 TESYS D CONTROL & PROTECTION, TERMINAL BLOCKS, THERMAL MANGEMENT
LC1D38KUE | TESYS D CONTACTOR 3P AC3 38A | 4752000 | 4320000 | #REF! | Truc | In Price Book | 3.1 TESYS D CONTROL & PROTECTION, TERMINAL BLOCKS, THERMAL MANGEMENT
LC1D38M7 | CONT 38A 1NC+1NO 220V 50/60 hz | 1700600 | 1546000 | #REF! | Truc | In Price Book | 3.1 TESYS D CONTROL & PROTECTION, TERMINAL BLOCKS, THERMAL MANGEMENT
LC1D38MD | CONTACTOR | 2893000 | 2630000 | #REF! | Truc | In Price Book | 3.1 TESYS D CONTROL & PROTECTION, TERMINAL BLOCKS, THERMAL MANGEMENT
LC1D38N7 | CONT 38A 1NC+1NO 415V 50/60 hz | 1700600 | 1546000 | #REF! | Truc | In Price Book | 3.1 TESYS D CONTROL & PROTECTION, TERMINAL BLOCKS, THERMAL MANGEMENT
LC1D38P7 | CONT 38A 1NC+1NO 230V 50/60 hz | 1700600 | 1546000 | #REF! | Truc | In Price Book | 3.1 TESYS D CONTROL & PROTECTION, TERMINAL BLOCKS, THERMAL MANGEMENT
LC1D38Q7 | CONTACTOR | 1700600 | 1546000 | #REF! | Truc | In Price Book | 3.1 TESYS D CONTROL & PROTECTION, TERMINAL BLOCKS, THERMAL MANGEMENT
LC1D38R7 | CONT 38A 1NC+1NO 440V 50/60 hz | 1700600 | 1546000 | #REF! | Truc | In Price Book | 3.1 TESYS D CONTROL & PROTECTION, TERMINAL BLOCKS, THERMAL MANGEMENT
LC1D38U7 | CONT 38A 1NC+1NO 240V 50/60 hz | 1700600 | 1546000 | #REF! | Truc | In Price Book | 3.1 TESYS D CONTROL & PROTECTION, TERMINAL BLOCKS, THERMAL MANGEMENT
LC1D38V7 | CONTACTOR | 1700600 | 1546000 | #REF! | Truc | In Price Book | 3.1 TESYS D CONTROL & PROTECTION, TERMINAL BLOCKS, THERMAL MANGEMENT
LC1D40AB7 | CONT EVERLINK 3P AC3 440V 40A BOB 24VCA | 2638900 | 2399000 | #REF! | Truc | In Price Book | 3.1 TESYS D CONTROL & PROTECTION, TERMINAL BLOCKS, THERMAL MANGEMENT
LC1D40ABBE | TESYS D CONTACTOR 3P AC3 40A | 7147800 | 6498000 | #REF! | Truc | In Price Book | 3.1 TESYS D CONTROL & PROTECTION, TERMINAL BLOCKS, THERMAL MANGEMENT
LC1D40ABNE | TESYS D CONTACTOR 3P AC3 40A | 7147800 | 6498000 | #REF! | Truc | In Price Book | 3.1 TESYS D CONTROL & PROTECTION, TERMINAL BLOCKS, THERMAL MANGEMENT
LC1D40AD7 | 3P EVLK CONTACTOR 40A 18,5KW AC3 42VAC | 2638900 | 2399000 | #REF! | Truc | In Price Book | 3.1 TESYS D CONTROL & PROTECTION, TERMINAL BLOCKS, THERMAL MANGEMENT
LC1D40AE7 | 3P EVLK CONTACTOR 40A 18,5KW AC3 48VAC | 2638900 | 2399000 | #REF! | Truc | In Price Book | 3.1 TESYS D CONTROL & PROTECTION, TERMINAL BLOCKS, THERMAL MANGEMENT
LC1D40AEHE | TESYS D CONTACTOR 3P AC3 40A | 7147800 | 6498000 | #REF! | Truc | In Price Book | 3.1 TESYS D CONTROL & PROTECTION, TERMINAL BLOCKS, THERMAL MANGEMENT
LC1D40AF7 | 3P EVLK CONTACTOR 40A 18,5KW AC3 110VAC | 2638900 | 2399000 | #REF! | Truc | In Price Book | 3.1 TESYS D CONTROL & PROTECTION, TERMINAL BLOCKS, THERMAL MANGEMENT
LC1D40AFE7 | 3P EVLK CONTACTOR 40A 18,5KW AC3 115VAC | 2638900 | 2399000 | #REF! | Truc | In Price Book | 3.1 TESYS D CONTROL & PROTECTION, TERMINAL BLOCKS, THERMAL MANGEMENT
LC1D40AJD | CONT EVERLINK 3P AC3 440V 40A BOB 12V CC | 4483600 | 4076000 | #REF! | Truc | In Price Book | 3.1 TESYS D CONTROL & PROTECTION, TERMINAL BLOCKS, THERMAL MANGEMENT
LC1D40AKUE | TESYS D CONTACTOR 3P AC3 40A | 7147800 | 6498000 | #REF! | Truc | In Price Book | 3.1 TESYS D CONTROL & PROTECTION, TERMINAL BLOCKS, THERMAL MANGEMENT
LC1D40AM7 | 3P EVLK CONTACTOR 40A 18,5KW AC3 220VAC | 2638900 | 2399000 | #REF! | Truc | In Price Book | 3.1 TESYS D CONTROL & PROTECTION, TERMINAL BLOCKS, THERMAL MANGEMENT
LC1D40AN7 | 3P EVLK CONTACTOR 40A 18,5KW AC3 415VAC | 2638900 | 2399000 | #REF! | Truc | In Price Book | 3.1 TESYS D CONTROL & PROTECTION, TERMINAL BLOCKS, THERMAL MANGEMENT
LC1D40AND | CONT EVERLINK 3P AC3 440V 40A BOB 60V CC | 4483600 | 4076000 | #REF! | Truc | In Price Book | 3.1 TESYS D CONTROL & PROTECTION, TERMINAL BLOCKS, THERMAL MANGEMENT
LC1D40AP7 | 3P EVLK CONTACTOR 40A 18,5KW AC3 230VAC | 2638900 | 2399000 | #REF! | Truc | In Price Book | 3.1 TESYS D CONTROL & PROTECTION, TERMINAL BLOCKS, THERMAL MANGEMENT
LC1D40AQ7 | 3P EVLK CONTACTOR 40A 18,5KW AC3 380VAC | 2638900 | 2399000 | #REF! | Truc | In Price Book | 3.1 TESYS D CONTROL & PROTECTION, TERMINAL BLOCKS, THERMAL MANGEMENT
LC1D40AR7 | 3P EVLK CONTACTOR 40A 18,5KW AC3 440VAC | 2638900 | 2399000 | #REF! | Truc | In Price Book | 3.1 TESYS D CONTROL & PROTECTION, TERMINAL BLOCKS, THERMAL MANGEMENT
LC1D40AS7 | 3P EVERLINK CONTACTOR AC3 440V 40A COIL | 2638900 | 2399000 | #REF! | Truc | In Price Book | 3.1 TESYS D CONTROL & PROTECTION, TERMINAL BLOCKS, THERMAL MANGEMENT
LC1D40AU7 | 3P EVLK CONTACTOR 40A 18,5KW AC3 240VAC | 2638900 | 2399000 | #REF! | Truc | In Price Book | 3.1 TESYS D CONTROL & PROTECTION, TERMINAL BLOCKS, THERMAL MANGEMENT
LC1D40AV7 | 3P EVERLINK CONTACTOR AC3 440V 40A COIL | 2638900 | 2399000 | #REF! | Truc | In Price Book | 3.1 TESYS D CONTROL & PROTECTION, TERMINAL BLOCKS, THERMAL MANGEMENT
LC1D50AB7 | 3P EVLK CONTACTOR 50A 22KW AC3 24VAC | 3095400 | 2814000 | #REF! | Truc | In Price Book | 3.1 TESYS D CONTROL & PROTECTION, TERMINAL BLOCKS, THERMAL MANGEMENT
LC1D50ABBE | TESYS D CONTACTOR 3P AC3 50A | 8418300 | 7653000 | #REF! | Truc | In Price Book | 3.1 TESYS D CONTROL & PROTECTION, TERMINAL BLOCKS, THERMAL MANGEMENT
LC1D50ABD | CONT EVERLINK 3P AC3 440V 50A BOB 24V CC | 5262400 | 4784000 | #REF! | Truc | In Price Book | 3.1 TESYS D CONTROL & PROTECTION, TERMINAL BLOCKS, THERMAL MANGEMENT
LC1D50ABNE | TESYS D CONTACTOR 3P AC3 50A | 8418300 | 7653000 | #REF! | Truc | In Price Book | 3.1 TESYS D CONTROL & PROTECTION, TERMINAL BLOCKS, THERMAL MANGEMENT
LC1D50AD7 | 3P EVLK CONTACTOR 50A 22KW AC3 42VAC | 3095400 | 2814000 | #REF! | Truc | In Price Book | 3.1 TESYS D CONTROL & PROTECTION, TERMINAL BLOCKS, THERMAL MANGEMENT
LC1D50AE7 | 3P EVLK CONTACTOR 50A 22KW AC3 48VAC | 3095400 | 2814000 | #REF! | Truc | In Price Book | 3.1 TESYS D CONTROL & PROTECTION, TERMINAL BLOCKS, THERMAL MANGEMENT
LC1D50AEHE | TESYS D CONTACTOR 3P AC3 50A | 8418300 | 7653000 | #REF! | Truc | In Price Book | 3.1 TESYS D CONTROL & PROTECTION, TERMINAL BLOCKS, THERMAL MANGEMENT
LC1D50AF7 | 3P EVLK CONTACTOR 50A 22KW AC3 110VAC | 3095400 | 2814000 | #REF! | Truc | In Price Book | 3.1 TESYS D CONTROL & PROTECTION, TERMINAL BLOCKS, THERMAL MANGEMENT
LC1D50AFE7 | 3P EVLK CONTACTOR 50A 22KW AC3 115VAC | 3095400 | 2814000 | #REF! | Truc | In Price Book | 3.1 TESYS D CONTROL & PROTECTION, TERMINAL BLOCKS, THERMAL MANGEMENT
LC1D50AJD | CONT EVERLINK 3P AC3 440V 50A BOB 12V CC | 5262400 | 4784000 | #REF! | Truc | In Price Book | 3.1 TESYS D CONTROL & PROTECTION, TERMINAL BLOCKS, THERMAL MANGEMENT
LC1D50AKUE | TESYS D CONTACTOR 3P AC3 50A | 8418300 | 7653000 | #REF! | Truc | In Price Book | 3.1 TESYS D CONTROL & PROTECTION, TERMINAL BLOCKS, THERMAL MANGEMENT
LC1D50AM7 | 3P EVLK CONTACTOR 50A 22KW AC3 220VAC | 3095400 | 2814000 | #REF! | Truc | In Price Book | 3.1 TESYS D CONTROL & PROTECTION, TERMINAL BLOCKS, THERMAL MANGEMENT
LC1D50AN7 | 3P EVLK CONTACTOR 50A 22KW AC3 415VAC | 3095400 | 2814000 | #REF! | Truc | In Price Book | 3.1 TESYS D CONTROL & PROTECTION, TERMINAL BLOCKS, THERMAL MANGEMENT
LC1D50AP7 | CONT EVERLINK 3P AC3 440V 50A BOB 230VCA | 3095400 | 2814000 | #REF! | Truc | In Price Book | 3.1 TESYS D CONTROL & PROTECTION, TERMINAL BLOCKS, THERMAL MANGEMENT
LC1D50AQ7 | CONT EVERLINK 3P AC3 440V 50A BOB 380VCA | 3095400 | 2814000 | #REF! | Truc | In Price Book | 3.1 TESYS D CONTROL & PROTECTION, TERMINAL BLOCKS, THERMAL MANGEMENT
LC1D50AR7 | CONT EVERLINK 3P AC3 440V 50A BOB 440VCA | 3095400 | 2814000 | #REF! | Truc | In Price Book | 3.1 TESYS D CONTROL & PROTECTION, TERMINAL BLOCKS, THERMAL MANGEMENT
LC1D50AU7 | CONT EVERLINK 3P AC3 440V 50A BOB 240VCA | 3095400 | 2814000 | #REF! | Truc | In Price Book | 3.1 TESYS D CONTROL & PROTECTION, TERMINAL BLOCKS, THERMAL MANGEMENT
LC1D50AV7 | CONT EVERLINK 3P AC3 440V 50A BOB 400VCA | 3095400 | 2814000 | #REF! | Truc | In Price Book | 3.1 TESYS D CONTROL & PROTECTION, TERMINAL BLOCKS, THERMAL MANGEMENT
LC1D65AB7 | 3P EVLK CONTACTOR 65A 30KW AC3 24VAC | 3823600 | 3476000 | #REF! | Truc | In Price Book | 3.1 TESYS D CONTROL & PROTECTION, TERMINAL BLOCKS, THERMAL MANGEMENT
LC1D65ABBE | TESYS D CONTACTOR 3P AC3 65A | 8479900 | 7709000 | #REF! | Truc | In Price Book | 3.1 TESYS D CONTROL & PROTECTION, TERMINAL BLOCKS, THERMAL MANGEMENT
LC1D65ABD | CONT EVERLINK 3P AC3 440V 65A BOB 24V CC | 6499900 | 5909000 | #REF! | Truc | In Price Book | 3.1 TESYS D CONTROL & PROTECTION, TERMINAL BLOCKS, THERMAL MANGEMENT
LC1D65ABNE | TESYS D CONTACTOR 3P AC3 65A | 8479900 | 7709000 | #REF! | Truc | In Price Book | 3.1 TESYS D CONTROL & PROTECTION, TERMINAL BLOCKS, THERMAL MANGEMENT
LC1D65AD7 | 3P EVLK CONTACTOR 65A 30KW AC3 42VAC | 3823600 | 3476000 | #REF! | Truc | In Price Book | 3.1 TESYS D CONTROL & PROTECTION, TERMINAL BLOCKS, THERMAL MANGEMENT
LC1D65AE7 | 3P EVLK CONTACTOR 65A 30KW AC3 48VAC | 3823600 | 3476000 | #REF! | Truc | In Price Book | 3.1 TESYS D CONTROL & PROTECTION, TERMINAL BLOCKS, THERMAL MANGEMENT
LC1D65AEHE | TESYS D CONTACTOR 3P AC3 65A | 8479900 | 7709000 | #REF! | Truc | In Price Book | 3.1 TESYS D CONTROL & PROTECTION, TERMINAL BLOCKS, THERMAL MANGEMENT
LC1D65AF7 | 3P EVLK CONTACTOR 65A 30KW AC3 110VAC | 3823600 | 3476000 | #REF! | Truc | In Price Book | 3.1 TESYS D CONTROL & PROTECTION, TERMINAL BLOCKS, THERMAL MANGEMENT
LC1D65AFE7 | CONT EVERLINK 3P AC3 440V 65A BOB 115VCA | 3823600 | 3476000 | #REF! | Truc | In Price Book | 3.1 TESYS D CONTROL & PROTECTION, TERMINAL BLOCKS, THERMAL MANGEMENT
LC1D65AJD | CONT EVERLINK 3P AC3 440V 65A BOB 12V CC | 6499900 | 5909000 | #REF! | Truc | In Price Book | 3.1 TESYS D CONTROL & PROTECTION, TERMINAL BLOCKS, THERMAL MANGEMENT
LC1D65AKUE | TESYS D CONTACTOR 3P AC3 65A | 8479900 | 7709000 | #REF! | Truc | In Price Book | 3.1 TESYS D CONTROL & PROTECTION, TERMINAL BLOCKS, THERMAL MANGEMENT
LC1D65AM7 | CONT EVERLINK 3P AC3 440V 65A BOB 220VCA | 3823600 | 3476000 | #REF! | Truc | In Price Book | 3.1 TESYS D CONTROL & PROTECTION, TERMINAL BLOCKS, THERMAL MANGEMENT
LC1D65AN7 | CONT EVERLINK 3P AC3 440V 65A BOB 415VCA | 3823600 | 3476000 | #REF! | Truc | In Price Book | 3.1 TESYS D CONTROL & PROTECTION, TERMINAL BLOCKS, THERMAL MANGEMENT
LC1D65AP7 | CONT EVERLINK 3P AC3 440V 65A BOB 230VCA | 3823600 | 3476000 | #REF! | Truc | In Price Book | 3.1 TESYS D CONTROL & PROTECTION, TERMINAL BLOCKS, THERMAL MANGEMENT
LC1D65AQ7 | CONT EVERLINK 3P AC3 440V 65A BOB 380VCA | 3823600 | 3476000 | #REF! | Truc | In Price Book | 3.1 TESYS D CONTROL & PROTECTION, TERMINAL BLOCKS, THERMAL MANGEMENT
LC1D65AR7 | CONT EVERLINK 3P AC3 440V 65A BOB 440VCA | 3823600 | 3476000 | #REF! | Truc | In Price Book | 3.1 TESYS D CONTROL & PROTECTION, TERMINAL BLOCKS, THERMAL MANGEMENT
LC1D65AU7 | CONT EVERLINK 3P AC3 440V 65A BOB 240VCA | 3823600 | 3476000 | #REF! | Truc | In Price Book | 3.1 TESYS D CONTROL & PROTECTION, TERMINAL BLOCKS, THERMAL MANGEMENT
LC1D65AV7 | 3P EVERLINK CONTACTOR AC3 440V 65A COIL | 3823600 | 3476000 | #REF! | Truc | In Price Book | 3.1 TESYS D CONTROL & PROTECTION, TERMINAL BLOCKS, THERMAL MANGEMENT
LC1D80004B7 | CONTACTOR | 12569700 | 11427000 | #REF! | Truc | In Price Book | 3.1 TESYS D CONTROL & PROTECTION, TERMINAL BLOCKS, THERMAL MANGEMENT
LC1D80004E7 | CONTACTOR | 12569700 | 11427000 | #REF! | Truc | In Price Book | 3.1 TESYS D CONTROL & PROTECTION, TERMINAL BLOCKS, THERMAL MANGEMENT
LC1D80004F7 | CONTACTOR | 12569700 | 11427000 | #REF! | Truc | In Price Book | 3.1 TESYS D CONTROL & PROTECTION, TERMINAL BLOCKS, THERMAL MANGEMENT
LC1D80004M7 | 4P CONTACTOR 125A AC-1 220VAC COIL | 12569700 | 11427000 | #REF! | Truc | In Price Book | 3.1 TESYS D CONTROL & PROTECTION, TERMINAL BLOCKS, THERMAL MANGEMENT
LC1D80004N7 | CONTACTOR | 12569700 | 11427000 | #REF! | Truc | In Price Book | 3.1 TESYS D CONTROL & PROTECTION, TERMINAL BLOCKS, THERMAL MANGEMENT
LC1D80004P7 | CONTACTOR | 12569700 | 11427000 | #REF! | Truc | In Price Book | 3.1 TESYS D CONTROL & PROTECTION, TERMINAL BLOCKS, THERMAL MANGEMENT
LC1D80004Q7 | CONTACTOR | 12569700 | 11427000 | #REF! | Truc | In Price Book | 3.1 TESYS D CONTROL & PROTECTION, TERMINAL BLOCKS, THERMAL MANGEMENT
LC1D80004U7 | CONTACTOR | 12569700 | 11427000 | #REF! | Truc | In Price Book | 3.1 TESYS D CONTROL & PROTECTION, TERMINAL BLOCKS, THERMAL MANGEMENT
LC1D80004V7 | CONTACTOR | 12569700 | 11427000 | #REF! | Truc | In Price Book | 3.1 TESYS D CONTROL & PROTECTION, TERMINAL BLOCKS, THERMAL MANGEMENT
LC1D80008D7 | CONTACTOR | 12569700 | 11427000 | #REF! | Truc | In Price Book | 3.1 TESYS D CONTROL & PROTECTION, TERMINAL BLOCKS, THERMAL MANGEMENT
LC1D80008E7 | 4P CONT 125A AC-1 (2NO 2NC) 48VAC COIL | 12569700 | 11427000 | #REF! | Truc | In Price Book | 3.1 TESYS D CONTROL & PROTECTION, TERMINAL BLOCKS, THERMAL MANGEMENT
LC1D80008F7 | CONTACTOR | 12569700 | 11427000 | #REF! | Truc | In Price Book | 3.1 TESYS D CONTROL & PROTECTION, TERMINAL BLOCKS, THERMAL MANGEMENT
LC1D80008M7 | 4P CONT 125A AC-1 (2NO 2NC) 220VAC COIL | 12569700 | 11427000 | #REF! | Truc | In Price Book | 3.1 TESYS D CONTROL & PROTECTION, TERMINAL BLOCKS, THERMAL MANGEMENT
LC1D80008P7 | CONTACTOR | 12569700 | 11427000 | #REF! | Truc | In Price Book | 3.1 TESYS D CONTROL & PROTECTION, TERMINAL BLOCKS, THERMAL MANGEMENT
LC1D80008Q7 | CONTACTOR | 12569700 | 11427000 | #REF! | Truc | In Price Book | 3.1 TESYS D CONTROL & PROTECTION, TERMINAL BLOCKS, THERMAL MANGEMENT
LC1D80008U7 | CONTACTOR | 12569700 | 11427000 | #REF! | Truc | In Price Book | 3.1 TESYS D CONTROL & PROTECTION, TERMINAL BLOCKS, THERMAL MANGEMENT
LC1D80AB7 | 3P EVLK CONTACTOR 80A 37KW AC3 24VAC | 4783900 | 4349000 | #REF! | Truc | In Price Book | 3.1 TESYS D CONTROL & PROTECTION, TERMINAL BLOCKS, THERMAL MANGEMENT
LC1D80ABBE | TESYS D CONTACTOR-3P-AC3- <= 440V 80A - | 9128900 | 8299000 | #REF! | Truc | In Price Book | 3.1 TESYS D CONTROL & PROTECTION, TERMINAL BLOCKS, THERMAL MANGEMENT
LC1D80ABNE | TESYS D CONTACTOR-3P-AC3- <= 440V 80A - | 9128900 | 8299000 | #REF! | Truc | In Price Book | 3.1 TESYS D CONTROL & PROTECTION, TERMINAL BLOCKS, THERMAL MANGEMENT
LC1D80AD7 | 3P EVLK CONTACTOR 80A 37KW AC3 42VAC | 4783900 | 4349000 | #REF! | Truc | In Price Book | 3.1 TESYS D CONTROL & PROTECTION, TERMINAL BLOCKS, THERMAL MANGEMENT
LC1D80AE7 | 3P EVLK CONTACTOR 80A 37KW AC3 48VAC | 4783900 | 4349000 | #REF! | Truc | In Price Book | 3.1 TESYS D CONTROL & PROTECTION, TERMINAL BLOCKS, THERMAL MANGEMENT
LC1D80AEHE | TESYS D CONTACTOR-3P-AC3- <= 440V 80A - | 9128900 | 8299000 | #REF! | Truc | In Price Book | 3.1 TESYS D CONTROL & PROTECTION, TERMINAL BLOCKS, THERMAL MANGEMENT
LC1D80AF7 | 3P EVLK CONTACTOR 80A 37KW AC3 110VAC | 4783900 | 4349000 | #REF! | Truc | In Price Book | 3.1 TESYS D CONTROL & PROTECTION, TERMINAL BLOCKS, THERMAL MANGEMENT
LC1D80AFE7 | 3P EVLK CONTACTOR 80A 37KW AC3 115VAC | 4783900 | 4349000 | #REF! | Truc | In Price Book | 3.1 TESYS D CONTROL & PROTECTION, TERMINAL BLOCKS, THERMAL MANGEMENT
LC1D80AG7 | 3P EVLK CONTACTOR 80A 37KW AC3 120VAC | 4783900 | 4349000 | #REF! | Truc | In Price Book | 3.1 TESYS D CONTROL & PROTECTION, TERMINAL BLOCKS, THERMAL MANGEMENT
LC1D80AKUE | TESYS D CONTACTOR-3P-AC3- <= 440V 80A - | 9128900 | 8299000 | #REF! | Truc | In Price Book | 3.1 TESYS D CONTROL & PROTECTION, TERMINAL BLOCKS, THERMAL MANGEMENT
LC1D80AM7 | 3P EVLK CONTACTOR 80A 37KW AC3 220VAC | 4783900 | 4349000 | #REF! | Truc | In Price Book | 3.1 TESYS D CONTROL & PROTECTION, TERMINAL BLOCKS, THERMAL MANGEMENT
LC1D80AN7 | 3P EVLK CONTACTOR 80A 37KW AC3 415VAC | 4783900 | 4349000 | #REF! | Truc | In Price Book | 3.1 TESYS D CONTROL & PROTECTION, TERMINAL BLOCKS, THERMAL MANGEMENT
LC1D80AP7 | 3P EVLK CONTACTOR 80A 37KW AC3 230VAC | 4783900 | 4349000 | #REF! | Truc | In Price Book | 3.1 TESYS D CONTROL & PROTECTION, TERMINAL BLOCKS, THERMAL MANGEMENT
LC1D80AQ7 | 3P EVLK CONTACTOR 80A 37KW AC3 380VAC | 4783900 | 4349000 | #REF! | Truc | In Price Book | 3.1 TESYS D CONTROL & PROTECTION, TERMINAL BLOCKS, THERMAL MANGEMENT
LC1D80AR7 | 3P EVLK CONTACTOR 80A 37KW AC3 440VAC | 4783900 | 4349000 | #REF! | Truc | In Price Book | 3.1 TESYS D CONTROL & PROTECTION, TERMINAL BLOCKS, THERMAL MANGEMENT
LC1D80AU7 | 3P EVLK CONTACTOR 80A 37KW AC3 240VAC | 4783900 | 4349000 | #REF! | Truc | In Price Book | 3.1 TESYS D CONTROL & PROTECTION, TERMINAL BLOCKS, THERMAL MANGEMENT
LC1D80AV7 | 3P EVLK CONTACTOR 80A 37KW AC3 400VAC | 4783900 | 4349000 | #REF! | Truc | In Price Book | 3.1 TESYS D CONTROL & PROTECTION, TERMINAL BLOCKS, THERMAL MANGEMENT
LC1D95B7 | 3P CONT 80A AC3 45KW 1NO 1NC 24VAC COIL | 5953200 | 5412000 | #REF! | Truc | In Price Book | 3.1 TESYS D CONTROL & PROTECTION, TERMINAL BLOCKS, THERMAL MANGEMENT
LC1D95BD | CONTACTOR | 10118900 | 9199000 | #REF! | Truc | In Price Book | 3.1 TESYS D CONTROL & PROTECTION, TERMINAL BLOCKS, THERMAL MANGEMENT
LC1D95D7 | CONTACTOR | 5953200 | 5412000 | #REF! | Truc | In Price Book | 3.1 TESYS D CONTROL & PROTECTION, TERMINAL BLOCKS, THERMAL MANGEMENT
LC1D95E7 | 3P CONT 80A AC3 45KW 1NO 1NC 48VAC COIL | 5953200 | 5412000 | #REF! | Truc | In Price Book | 3.1 TESYS D CONTROL & PROTECTION, TERMINAL BLOCKS, THERMAL MANGEMENT
LC1D95ED | CONTACTOR | 10118900 | 9199000 | #REF! | Truc | In Price Book | 3.1 TESYS D CONTROL & PROTECTION, TERMINAL BLOCKS, THERMAL MANGEMENT
LC1D95F7 | 3P CONT 80A AC3 45KW 1NO 1NC 110VAC COIL | 5953200 | 5412000 | #REF! | Truc | In Price Book | 3.1 TESYS D CONTROL & PROTECTION, TERMINAL BLOCKS, THERMAL MANGEMENT
LC1D95FD | CONTACTOR | 10118900 | 9199000 | #REF! | Truc | In Price Book | 3.1 TESYS D CONTROL & PROTECTION, TERMINAL BLOCKS, THERMAL MANGEMENT
LC1D95FE7 | CONTACTOR | 5953200 | 5412000 | #REF! | Truc | In Price Book | 3.1 TESYS D CONTROL & PROTECTION, TERMINAL BLOCKS, THERMAL MANGEMENT
LC1D95M7 | 3P CONT 80A AC3 45KW 1NO 1NC 220VAC COIL | 5953200 | 5412000 | #REF! | Truc | In Price Book | 3.1 TESYS D CONTROL & PROTECTION, TERMINAL BLOCKS, THERMAL MANGEMENT
LC1D95MD | CONTACTOR | 10118900 | 9199000 | #REF! | Truc | In Price Book | 3.1 TESYS D CONTROL & PROTECTION, TERMINAL BLOCKS, THERMAL MANGEMENT
LC1D95N7 | 3P CONT 80A AC3 45KW 1NO 1NC 415VAC COIL | 5953200 | 5412000 | #REF! | Truc | In Price Book | 3.1 TESYS D CONTROL & PROTECTION, TERMINAL BLOCKS, THERMAL MANGEMENT
LC1D95P7 | CONTACTOR | 5953200 | 5412000 | #REF! | Truc | In Price Book | 3.1 TESYS D CONTROL & PROTECTION, TERMINAL BLOCKS, THERMAL MANGEMENT
LC1D95Q7 | CONTACTOR | 5953200 | 5412000 | #REF! | Truc | In Price Book | 3.1 TESYS D CONTROL & PROTECTION, TERMINAL BLOCKS, THERMAL MANGEMENT
LC1D95R7 | CONTACTOR | 5953200 | 5412000 | #REF! | Truc | In Price Book | 3.1 TESYS D CONTROL & PROTECTION, TERMINAL BLOCKS, THERMAL MANGEMENT
LC1D95SD | CONTACTOR | 10118900 | 9199000 | #REF! | Truc | In Price Book | 3.1 TESYS D CONTROL & PROTECTION, TERMINAL BLOCKS, THERMAL MANGEMENT
LC1D95U7 | 3P CONT 80A AC3 45KW 1NO 1NC 240VAC COIL | 5953200 | 5412000 | #REF! | Truc | In Price Book | 3.1 TESYS D CONTROL & PROTECTION, TERMINAL BLOCKS, THERMAL MANGEMENT
LC1D95V7 | CONTACTOR | 5953200 | 5412000 | #REF! | Truc | In Price Book | 3.1 TESYS D CONTROL & PROTECTION, TERMINAL BLOCKS, THERMAL MANGEMENT
LC1DFKB7 | CONTACTOR 12,5KVAR COIL 24V 50/60HZ | 2453000 | 2230000 | #REF! | Truc | In Price Book | 3.1 TESYS D CONTROL & PROTECTION, TERMINAL BLOCKS, THERMAL MANGEMENT
LC1DFKF7 | CONTACTOR 12,5KVAR COIL 110V 50/60HZ | 2453000 | 2230000 | #REF! | Truc | In Price Book | 3.1 TESYS D CONTROL & PROTECTION, TERMINAL BLOCKS, THERMAL MANGEMENT
LC1DFKM7 | CONTACTOR 12,5KVAR COIL 220V 50/60HZ | 2453000 | 2230000 | #REF! | Truc | In Price Book | 3.1 TESYS D CONTROL & PROTECTION, TERMINAL BLOCKS, THERMAL MANGEMENT
LC1DFKP7 | CONTACTOR 12,5KVAR COIL 230V 50/60HZ | 2453000 | 2230000 | #REF! | Truc | In Price Book | 3.1 TESYS D CONTROL & PROTECTION, TERMINAL BLOCKS, THERMAL MANGEMENT
LC1DFKU7 | CONTACTOR 12,5KVAR COIL 240V 50/60HZ | 2453000 | 2230000 | #REF! | Truc | In Price Book | 3.1 TESYS D CONTROL & PROTECTION, TERMINAL BLOCKS, THERMAL MANGEMENT
LC1DFKV7 | CONTACTOR 12,5KVAR COIL 400V 50/60HZ | 2453000 | 2230000 | #REF! | Truc | In Price Book | 3.1 TESYS D CONTROL & PROTECTION, TERMINAL BLOCKS, THERMAL MANGEMENT
LC1DGKF7 | CONTACTOR 16,7KVAR COIL 110V 50/60HZ | 2963400 | 2694000 | #REF! | Truc | In Price Book | 3.1 TESYS D CONTROL & PROTECTION, TERMINAL BLOCKS, THERMAL MANGEMENT
LC1DGKM7 | CONTACTOR 16,7KVAR COIL 220V 50/60HZ | 2963400 | 2694000 | #REF! | Truc | In Price Book | 3.1 TESYS D CONTROL & PROTECTION, TERMINAL BLOCKS, THERMAL MANGEMENT
LC1DGKP7 | CONTACTOR 16,7KVAR COIL 230V 50/60HZ | 2963400 | 2694000 | #REF! | Truc | In Price Book | 3.1 TESYS D CONTROL & PROTECTION, TERMINAL BLOCKS, THERMAL MANGEMENT
LC1DLKM7 | CONTACTOR 20KVAR COIL 220V 50/60HZ | 3578300 | 3253000 | #REF! | Truc | In Price Book | 3.1 TESYS D CONTROL & PROTECTION, TERMINAL BLOCKS, THERMAL MANGEMENT
LC1DLKP7 | CONTACTOR 20KVAR COIL 230V 50/60HZ | 3578300 | 3253000 | #REF! | Truc | In Price Book | 3.1 TESYS D CONTROL & PROTECTION, TERMINAL BLOCKS, THERMAL MANGEMENT
LC1DLKQ7 | CONTACTOR 20KVAR COIL 380V 50/60HZ | 3578300 | 3253000 | #REF! | Truc | In Price Book | 3.1 TESYS D CONTROL & PROTECTION, TERMINAL BLOCKS, THERMAL MANGEMENT
LC1DMKF7 | CONTACTOR 25KVAR COIL 110V 50/60HZ | 3985300 | 3623000 | #REF! | Truc | In Price Book | 3.1 TESYS D CONTROL & PROTECTION, TERMINAL BLOCKS, THERMAL MANGEMENT
LC1DMKG7 | CONTACTOR 25KVAR COIL 120V 50/60HZ | 3985300 | 3623000 | #REF! | Truc | In Price Book | 3.1 TESYS D CONTROL & PROTECTION, TERMINAL BLOCKS, THERMAL MANGEMENT
LC1DMKM7 | CONTACTOR 25KVAR COIL 220V 50/60HZ | 3985300 | 3623000 | #REF! | Truc | In Price Book | 3.1 TESYS D CONTROL & PROTECTION, TERMINAL BLOCKS, THERMAL MANGEMENT
LC1DMKP7 | CONTACTOR 25KVAR COIL 230V 50/60HZ | 3985300 | 3623000 | #REF! | Truc | In Price Book | 3.1 TESYS D CONTROL & PROTECTION, TERMINAL BLOCKS, THERMAL MANGEMENT
LC1DMKU7 | CONTACTOR 25KVAR COIL 240V 50/60HZ | 3985300 | 3623000 | #REF! | Truc | In Price Book | 3.1 TESYS D CONTROL & PROTECTION, TERMINAL BLOCKS, THERMAL MANGEMENT
LC1DMKV7 | CONTACTOR 25KVAR COIL 400V 50/60HZ | 3985300 | 3623000 | #REF! | Truc | In Price Book | 3.1 TESYS D CONTROL & PROTECTION, TERMINAL BLOCKS, THERMAL MANGEMENT
LC1DPKF7 | CONTACTOR 30KVAR COIL 110V 50/60HZ | 5417500 | 4925000 | #REF! | Truc | In Price Book | 3.1 TESYS D CONTROL & PROTECTION, TERMINAL BLOCKS, THERMAL MANGEMENT
LC1DPKM7 | CONTACTOR 30KVAR COIL 220V 50/60HZ | 5417500 | 4925000 | #REF! | Truc | In Price Book | 3.1 TESYS D CONTROL & PROTECTION, TERMINAL BLOCKS, THERMAL MANGEMENT
LC1DPKP7 | CONTACTOR 30KVAR COIL 230V 50/60HZ | 5417500 | 4925000 | #REF! | Truc | In Price Book | 3.1 TESYS D CONTROL & PROTECTION, TERMINAL BLOCKS, THERMAL MANGEMENT
LC1DPKU7 | CONTACTOR 30KVAR COIL 240V 50/60HZ | 5417500 | 4925000 | #REF! | Truc | In Price Book | 3.1 TESYS D CONTROL & PROTECTION, TERMINAL BLOCKS, THERMAL MANGEMENT
LC1DPKV7 | CONTACTOR 30KVAR COIL 400V 50/60HZ | 5417500 | 4925000 | #REF! | Truc | In Price Book | 3.1 TESYS D CONTROL & PROTECTION, TERMINAL BLOCKS, THERMAL MANGEMENT
LC1DT20B7 | CONT 20A 4P AC1 24V 50/60 | 1604900 | 1459000 | #REF! | Truc | In Price Book | 3.1 TESYS D CONTROL & PROTECTION, TERMINAL BLOCKS, THERMAL MANGEMENT
LC1DT20BD | 4P CONTACTOR 20A AC-1 24VDC COIL | 2384800 | 2168000 | #REF! | Truc | In Price Book | 3.1 TESYS D CONTROL & PROTECTION, TERMINAL BLOCKS, THERMAL MANGEMENT
LC1DT20E7 | CONT 20A 4P AC1 48V 50/60 | 1604900 | 1459000 | #REF! | Truc | In Price Book | 3.1 TESYS D CONTROL & PROTECTION, TERMINAL BLOCKS, THERMAL MANGEMENT
LC1DT20F7 | 4P CONTACTOR 20A AC-1 110VAC COIL | 1604900 | 1459000 | #REF! | Truc | In Price Book | 3.1 TESYS D CONTROL & PROTECTION, TERMINAL BLOCKS, THERMAL MANGEMENT
LC1DT20FD | 4P CONTACTOR 20A AC-1 110VDC COIL | 2384800 | 2168000 | #REF! | Truc | In Price Book | 3.1 TESYS D CONTROL & PROTECTION, TERMINAL BLOCKS, THERMAL MANGEMENT
LC1DT20GD | CONTACTOR | 2384800 | 2168000 | #REF! | Truc | In Price Book | 3.1 TESYS D CONTROL & PROTECTION, TERMINAL BLOCKS, THERMAL MANGEMENT
LC1DT20M7 | 4P CONTACTOR 20A AC-1 220VAC COIL | 1604900 | 1459000 | #REF! | Truc | In Price Book | 3.1 TESYS D CONTROL & PROTECTION, TERMINAL BLOCKS, THERMAL MANGEMENT
LC1DT20MD | 4P CONTACTOR 20A AC-1 220VDC COIL | 2384800 | 2168000 | #REF! | Truc | In Price Book | 3.1 TESYS D CONTROL & PROTECTION, TERMINAL BLOCKS, THERMAL MANGEMENT
LC1DT20P7 | CONT 20A 4P AC1 230V50/60 | 1604900 | 1459000 | #REF! | Truc | In Price Book | 3.1 TESYS D CONTROL & PROTECTION, TERMINAL BLOCKS, THERMAL MANGEMENT
LC1DT20U7 | CONT 20A 4P AC1 230 240V 50 60 | 1604900 | 1459000 | #REF! | Truc | In Price Book | 3.1 TESYS D CONTROL & PROTECTION, TERMINAL BLOCKS, THERMAL MANGEMENT
LC1DT20UD | CONTACTOR | 2384800 | 2168000 | #REF! | Truc | In Price Book | 3.1 TESYS D CONTROL & PROTECTION, TERMINAL BLOCKS, THERMAL MANGEMENT
LC1DT25B7 | 4P CONTACTOR 25A AC-1 24VAC COIL | 1843600 | 1676000 | #REF! | Truc | In Price Book | 3.1 TESYS D CONTROL & PROTECTION, TERMINAL BLOCKS, THERMAL MANGEMENT
LC1DT25BD | 4P CONTACTOR 25A AC-1 24VDC COIL | 2707100 | 2461000 | #REF! | Truc | In Price Book | 3.1 TESYS D CONTROL & PROTECTION, TERMINAL BLOCKS, THERMAL MANGEMENT
LC1DT25E7 | 4P CONTACTOR 25A AC-1 48VAC COIL | 1843600 | 1676000 | #REF! | Truc | In Price Book | 3.1 TESYS D CONTROL & PROTECTION, TERMINAL BLOCKS, THERMAL MANGEMENT
LC1DT25ED | 4P CONTACTOR 25A AC-1 48VDC COIL | 2707100 | 2461000 | #REF! | Truc | In Price Book | 3.1 TESYS D CONTROL & PROTECTION, TERMINAL BLOCKS, THERMAL MANGEMENT
LC1DT25F7 | CONT 25A 4P AC1 110V50 60 | 1843600 | 1676000 | #REF! | Truc | In Price Book | 3.1 TESYS D CONTROL & PROTECTION, TERMINAL BLOCKS, THERMAL MANGEMENT
LC1DT25FD | 4P CONTACTOR 25A AC-1 110VDC COIL | 2707100 | 2461000 | #REF! | Truc | In Price Book | 3.1 TESYS D CONTROL & PROTECTION, TERMINAL BLOCKS, THERMAL MANGEMENT
LC1DT25GD | CONTACTOR | 2707100 | 2461000 | #REF! | Truc | In Price Book | 3.1 TESYS D CONTROL & PROTECTION, TERMINAL BLOCKS, THERMAL MANGEMENT
LC1DT25JD | 4P CONTACTOR 25A AC-1 12VDC COIL | 2707100 | 2461000 | #REF! | Truc | In Price Book | 3.1 TESYS D CONTROL & PROTECTION, TERMINAL BLOCKS, THERMAL MANGEMENT
LC1DT25M7 | 4P CONTACTOR 25A AC-1 220VAC COIL | 1843600 | 1676000 | #REF! | Truc | In Price Book | 3.1 TESYS D CONTROL & PROTECTION, TERMINAL BLOCKS, THERMAL MANGEMENT
LC1DT25MD | 4P CONTACTOR 25A AC-1 220VDC COIL | 2707100 | 2461000 | #REF! | Truc | In Price Book | 3.1 TESYS D CONTROL & PROTECTION, TERMINAL BLOCKS, THERMAL MANGEMENT
LC1DT25P7 | CONT 25A 4P AC1 230V50/60 | 1843600 | 1676000 | #REF! | Truc | In Price Book | 3.1 TESYS D CONTROL & PROTECTION, TERMINAL BLOCKS, THERMAL MANGEMENT
LC1DT25U7 | 4P CONTACTOR 25A AC-1 240VAC COIL | 1843600 | 1676000 | #REF! | Truc | In Price Book | 3.1 TESYS D CONTROL & PROTECTION, TERMINAL BLOCKS, THERMAL MANGEMENT
LC1DT32B7 | 4P CONTACTOR 32A AC-1 24VAC COIL | 2170300 | 1973000 | #REF! | Truc | In Price Book | 3.1 TESYS D CONTROL & PROTECTION, TERMINAL BLOCKS, THERMAL MANGEMENT
LC1DT32BD | 4P CONTACTOR 32A AC-1 24VDC COIL | 3034900 | 2759000 | #REF! | Truc | In Price Book | 3.1 TESYS D CONTROL & PROTECTION, TERMINAL BLOCKS, THERMAL MANGEMENT
LC1DT32E7 | 4P CONTACTOR 32A AC-1 48VAC COIL | 2170300 | 1973000 | #REF! | Truc | In Price Book | 3.1 TESYS D CONTROL & PROTECTION, TERMINAL BLOCKS, THERMAL MANGEMENT
LC1DT32ED | 4P CONTACTOR 32A AC-1 48VDC COIL | 3034900 | 2759000 | #REF! | Truc | In Price Book | 3.1 TESYS D CONTROL & PROTECTION, TERMINAL BLOCKS, THERMAL MANGEMENT
LC1DT32F7 | 4P CONTACTOR 32A AC-1 110VAC COIL | 2170300 | 1973000 | #REF! | Truc | In Price Book | 3.1 TESYS D CONTROL & PROTECTION, TERMINAL BLOCKS, THERMAL MANGEMENT
LC1DT32M7 | CONT 32A 4P AC1 220/230V | 2170300 | 1973000 | #REF! | Truc | In Price Book | 3.1 TESYS D CONTROL & PROTECTION, TERMINAL BLOCKS, THERMAL MANGEMENT
LC1DT32MD | 4P CONTACTOR 32A AC-1 220VDC COIL | 3034900 | 2759000 | #REF! | Truc | In Price Book | 3.1 TESYS D CONTROL & PROTECTION, TERMINAL BLOCKS, THERMAL MANGEMENT
LC1DT32P7 | CONT 32A 4P AC1 230V50/60 | 2170300 | 1973000 | #REF! | Truc | In Price Book | 3.1 TESYS D CONTROL & PROTECTION, TERMINAL BLOCKS, THERMAL MANGEMENT
LC1DT32U7 | 4P CONTACTOR 32A AC-1 240VAC COIL | 2170300 | 1973000 | #REF! | Truc | In Price Book | 3.1 TESYS D CONTROL & PROTECTION, TERMINAL BLOCKS, THERMAL MANGEMENT
LC1DT40B7 | 4P CONTACTOR 40A AC-1 24VAC COIL | 3686100 | 3351000 | #REF! | Truc | In Price Book | 3.1 TESYS D CONTROL & PROTECTION, TERMINAL BLOCKS, THERMAL MANGEMENT
LC1DT40BD | 4P CONTACTOR 40A AC-1 24VDC COIL | 5420800 | 4928000 | #REF! | Truc | In Price Book | 3.1 TESYS D CONTROL & PROTECTION, TERMINAL BLOCKS, THERMAL MANGEMENT
LC1DT40D7 | CONTACTOR | 3686100 | 3351000 | #REF! | Truc | In Price Book | 3.1 TESYS D CONTROL & PROTECTION, TERMINAL BLOCKS, THERMAL MANGEMENT
LC1DT40E7 | CONT 40A 4P AC1 48V 50/60 | 3686100 | 3351000 | #REF! | Truc | In Price Book | 3.1 TESYS D CONTROL & PROTECTION, TERMINAL BLOCKS, THERMAL MANGEMENT
LC1DT40ED | 4P CONTACTOR 40A AC-1 48VDC COIL | 5420800 | 4928000 | #REF! | Truc | In Price Book | 3.1 TESYS D CONTROL & PROTECTION, TERMINAL BLOCKS, THERMAL MANGEMENT
LC1DT40F7 | 4P CONTACTOR 40A AC-1 110VAC COIL | 3686100 | 3351000 | #REF! | Truc | In Price Book | 3.1 TESYS D CONTROL & PROTECTION, TERMINAL BLOCKS, THERMAL MANGEMENT
LC1DT40FD | 4P CONTACTOR 40A AC-1 120VDC COIL | 5420800 | 4928000 | #REF! | Truc | In Price Book | 3.1 TESYS D CONTROL & PROTECTION, TERMINAL BLOCKS, THERMAL MANGEMENT
LC1DT40GD | CONTACTOR | 5420800 | 4928000 | #REF! | Truc | In Price Book | 3.1 TESYS D CONTROL & PROTECTION, TERMINAL BLOCKS, THERMAL MANGEMENT
LC1DT40JD | 4P CONTACTOR 40A AC-1 12VDC COIL | 5420800 | 4928000 | #REF! | Truc | In Price Book | 3.1 TESYS D CONTROL & PROTECTION, TERMINAL BLOCKS, THERMAL MANGEMENT
LC1DT40M7 | CONT 40A 4P AC1 220 230V | 3686100 | 3351000 | #REF! | Truc | In Price Book | 3.1 TESYS D CONTROL & PROTECTION, TERMINAL BLOCKS, THERMAL MANGEMENT
LC1DT40MD | 4P CONTACTOR 40A AC-1 220VDC COIL | 5420800 | 4928000 | #REF! | Truc | In Price Book | 3.1 TESYS D CONTROL & PROTECTION, TERMINAL BLOCKS, THERMAL MANGEMENT
LC1DT40ND | CONTACTOR | 5420800 | 4928000 | #REF! | Truc | In Price Book | 3.1 TESYS D CONTROL & PROTECTION, TERMINAL BLOCKS, THERMAL MANGEMENT
LC1DT40P7 | CONT 40A 4P AC1 230V50/60 | 3686100 | 3351000 | #REF! | Truc | In Price Book | 3.1 TESYS D CONTROL & PROTECTION, TERMINAL BLOCKS, THERMAL MANGEMENT
LC1DT40SD | CONTACTOR | 5420800 | 4928000 | #REF! | Truc | In Price Book | 3.1 TESYS D CONTROL & PROTECTION, TERMINAL BLOCKS, THERMAL MANGEMENT
LC1DT40U7 | 4P CONTACTOR 40A AC-1 240VAC COIL | 3686100 | 3351000 | #REF! | Truc | In Price Book | 3.1 TESYS D CONTROL & PROTECTION, TERMINAL BLOCKS, THERMAL MANGEMENT
LC1DT40V7 | CONTACTOR | 3686100 | 3351000 | #REF! | Truc | In Price Book | 3.1 TESYS D CONTROL & PROTECTION, TERMINAL BLOCKS, THERMAL MANGEMENT
LC1DT60AB7 | 4 POLE EVERLINK CONTACTOR AC1 415V 60 A | 4985200 | 4532000 | #REF! | Truc | In Price Book | 3.1 TESYS D CONTROL & PROTECTION, TERMINAL BLOCKS, THERMAL MANGEMENT
LC1DT60AE7 | 4 POLE EVERLINK CONTACTOR AC1 415V 60 A | 4985200 | 4532000 | #REF! | Truc | In Price Book | 3.1 TESYS D CONTROL & PROTECTION, TERMINAL BLOCKS, THERMAL MANGEMENT
LC1DT60AF7 | 4P EVERLINK CONTACTOR 60A AC1 110VAC | 4985200 | 4532000 | #REF! | Truc | In Price Book | 3.1 TESYS D CONTROL & PROTECTION, TERMINAL BLOCKS, THERMAL MANGEMENT
LC1DT60AM7 | 4P EVERLINK CONTACTOR 60A AC1 220VAC | 4985200 | 4532000 | #REF! | Truc | In Price Book | 3.1 TESYS D CONTROL & PROTECTION, TERMINAL BLOCKS, THERMAL MANGEMENT
LC1DT60AP7 | 3 POLES REVERSING CONT EVERLINK AC3 440V | 4985200 | 4532000 | #REF! | Truc | In Price Book | 3.1 TESYS D CONTROL & PROTECTION, TERMINAL BLOCKS, THERMAL MANGEMENT
LC1DT60AU7 | 4 POLE EVERLINK CONTACTOR AC1 415V 60 A | 4985200 | 4532000 | #REF! | Truc | In Price Book | 3.1 TESYS D CONTROL & PROTECTION, TERMINAL BLOCKS, THERMAL MANGEMENT
LC1DT60AV7 | 4 POLE EVERLINK CONTACTOR AC1 415V 60 A | 4985200 | 4532000 | #REF! | Truc | In Price Book | 3.1 TESYS D CONTROL & PROTECTION, TERMINAL BLOCKS, THERMAL MANGEMENT
LC1DT80AB7 | 3 POLES REVERSING CONT EVERLINK AC3 440V | 7154400 | 6504000 | #REF! | Truc | In Price Book | 3.1 TESYS D CONTROL & PROTECTION, TERMINAL BLOCKS, THERMAL MANGEMENT
LC1DT80AE7 | 4 POLE EVERLINK CONTACTOR AC1 415V 80 A | 7154400 | 6504000 | #REF! | Truc | In Price Book | 3.1 TESYS D CONTROL & PROTECTION, TERMINAL BLOCKS, THERMAL MANGEMENT
LC1DT80AF7 | 4 POLE EVERLINK CONTACTOR AC1 415V 80 A | 7154400 | 6504000 | #REF! | Truc | In Price Book | 3.1 TESYS D CONTROL & PROTECTION, TERMINAL BLOCKS, THERMAL MANGEMENT
LC1DT80AJD | 4P EVERLINK CONTACTOR 80A AC1 12VDC | 10622700 | 9657000 | #REF! | Truc | In Price Book | 3.1 TESYS D CONTROL & PROTECTION, TERMINAL BLOCKS, THERMAL MANGEMENT
LC1DT80AM7 | 3 POLES REVERSING CONT EVERLINK AC3 440V | 7154400 | 6504000 | #REF! | Truc | In Price Book | 3.1 TESYS D CONTROL & PROTECTION, TERMINAL BLOCKS, THERMAL MANGEMENT
LC1DT80AN7 | 4P EVERLINK CONTACTOR 80A AC1 415VAC | 7154400 | 6504000 | #REF! | Truc | In Price Book | 3.1 TESYS D CONTROL & PROTECTION, TERMINAL BLOCKS, THERMAL MANGEMENT
LC1DT80AP7 | 3 POLES REVERSING CONT EVERLINK AC3 440V | 7154400 | 6504000 | #REF! | Truc | In Price Book | 3.1 TESYS D CONTROL & PROTECTION, TERMINAL BLOCKS, THERMAL MANGEMENT
LC1DT80AQ7 | 4P EVERLINK CONTACTOR 80A AC1 380VAC | 7154400 | 6504000 | #REF! | Truc | In Price Book | 3.1 TESYS D CONTROL & PROTECTION, TERMINAL BLOCKS, THERMAL MANGEMENT
LC1DT80AU7 | 4 POLE EVERLINK CONTACTOR AC1 415V 80 A | 7154400 | 6504000 | #REF! | Truc | In Price Book | 3.1 TESYS D CONTROL & PROTECTION, TERMINAL BLOCKS, THERMAL MANGEMENT
LC1DTKF7 | CONTACTOR 40KVAR COIL 110V 50/60HZ | 6129200 | 5572000 | #REF! | Truc | In Price Book | 3.1 TESYS D CONTROL & PROTECTION, TERMINAL BLOCKS, THERMAL MANGEMENT
LC1DTKM7 | CONTACTOR 40KVAR COIL 220V 50/60HZ | 6129200 | 5572000 | #REF! | Truc | In Price Book | 3.1 TESYS D CONTROL & PROTECTION, TERMINAL BLOCKS, THERMAL MANGEMENT
LC1DTKP7 | CONTACTOR 40KVAR COIL 230V 50/60HZ | 6129200 | 5572000 | #REF! | Truc | In Price Book | 3.1 TESYS D CONTROL & PROTECTION, TERMINAL BLOCKS, THERMAL MANGEMENT
LC1DWK12F7 | CONT CAPACIT 60KVAR 415VAC COIL 110VAC | 7051000 | 6410000 | #REF! | Truc | In Price Book | 3.1 TESYS D CONTROL & PROTECTION, TERMINAL BLOCKS, THERMAL MANGEMENT
LC1DWK12M7 | CAPACITOR SWITCHING | 7051000 | 6410000 | #REF! | Truc | In Price Book | 3.1 TESYS D CONTROL & PROTECTION, TERMINAL BLOCKS, THERMAL MANGEMENT
LC1DWK12N7 | CONT CAPACIT 60KVAR 415VAC COIL 415VAC | 7051000 | 6410000 | #REF! | Truc | In Price Book | 3.1 TESYS D CONTROL & PROTECTION, TERMINAL BLOCKS, THERMAL MANGEMENT
LC1DWK12P7 | CAPACITOR SWITCHING | 7051000 | 6410000 | #REF! | Truc | In Price Book | 3.1 TESYS D CONTROL & PROTECTION, TERMINAL BLOCKS, THERMAL MANGEMENT
LC1DWK12Q7 | CAPACITOR SWITCHING | 7051000 | 6410000 | #REF! | Truc | In Price Book | 3.1 TESYS D CONTROL & PROTECTION, TERMINAL BLOCKS, THERMAL MANGEMENT
LC1DWK12U7 | CONT CAPACIT 60KVAR 415VAC COIL 240VAC | 7051000 | 6410000 | #REF! | Truc | In Price Book | 3.1 TESYS D CONTROL & PROTECTION, TERMINAL BLOCKS, THERMAL MANGEMENT
LC1DWK12V7 | CAPACITOR SWITCHING | 7051000 | 6410000 | #REF! | Truc | In Price Book | 3.1 TESYS D CONTROL & PROTECTION, TERMINAL BLOCKS, THERMAL MANGEMENT
LC1E0601F5 | 3P CONTACTOR TESYS E 1NC 2,2KW 110VAC | 276100 | 251000 | #REF! | Truc | In Price Book | 2.7 EASYPACT TVS
LC1E0601M5 | 3P CONTACTOR TESYS E 1NC 2,2KW 220VAC | 276100 | 251000 | #REF! | Truc | In Price Book | 2.7 EASYPACT TVS
LC1E0601N5 | 3P CONTACTOR TESYS E 1NC 2,2KW 415VAC | 276100 | 251000 | #REF! | Truc | In Price Book | 2.7 EASYPACT TVS
LC1E0601U5 | 3P CONTACTOR TESYS E 1NC 2,2KW 240VAC | 276100 | 251000 | #REF! | Truc | In Price Book | 2.7 EASYPACT TVS
LC1E0610B5 | 3P CONTACTOR TESYS E 1NO 2,2KW | 276100 | 251000 | #REF! | Truc | In Price Book | 2.7 EASYPACT TVS
LC1E0610F5 | 3P CONTACTOR TESYS E 1NO 2,2KW 110VAC | 276100 | 251000 | #REF! | Truc | In Price Book | 2.7 EASYPACT TVS
LC1E0610M5 | 3P CONTACTOR TESYS E 1NO 2,2KW 220VAC | 276100 | 251000 | #REF! | Truc | In Price Book | 2.7 EASYPACT TVS
LC1E0610N5 | 3P CONTACTOR TESYS E 1NO 2,2KW 415VAC | 276100 | 251000 | #REF! | Truc | In Price Book | 2.7 EASYPACT TVS
LC1E0610R6 | 3P CONTACTOR TESYS E 1NO 2,2KW 440VAC | 276100 | 251000 | #REF! | Truc | In Price Book | 2.7 EASYPACT TVS
LC1E0901B5 | 3P CONTACTOR TESYS E 1NC 4KW | 317900 | 289000 | #REF! | Truc | In Price Book | 2.7 EASYPACT TVS
LC1E0901F5 | 3P CONTACTOR TESYS E 1NC 4KW 110VAC | 317900 | 289000 | #REF! | Truc | In Price Book | 2.7 EASYPACT TVS
LC1E0901M5 | 3P CONTACTOR TESYS E 1NC 4KW 220VAC | 317900 | 289000 | #REF! | Truc | In Price Book | 2.7 EASYPACT TVS
LC1E0901N5 | 3P CONTACTOR TESYS E 1NC 4KW 415VAC | 317900 | 289000 | #REF! | Truc | In Price Book | 2.7 EASYPACT TVS
LC1E0901Q5 | 3P CONTACTOR TESYS E 1NC 4KW 380VAC | 317900 | 289000 | #REF! | Truc | In Price Book | 2.7 EASYPACT TVS
LC1E0901U5 | 3P CONTACTOR TESYS E 1NC 4KW 240VAC | 317900 | 289000 | #REF! | Truc | In Price Book | 2.7 EASYPACT TVS
LC1E0910B5 | 3P CONTACTOR TESYS E 1NO 4KW | 317900 | 289000 | #REF! | Truc | In Price Book | 2.7 EASYPACT TVS
LC1E0910F5 | 3P CONTACTOR TESYS E 1NO 4KW 110VAC | 317900 | 289000 | #REF! | Truc | In Price Book | 2.7 EASYPACT TVS
LC1E0910M5 | 3P CONTACTOR TESYS E 1NO 4KW 220VAC | 317900 | 289000 | #REF! | Truc | In Price Book | 2.7 EASYPACT TVS
LC1E0910Q5 | 3P CONTACTOR TESYS E 1NO 4KW 380VAC | 317900 | 289000 | #REF! | Truc | In Price Book | 2.7 EASYPACT TVS
LC1E0910R5 | 3P CONTACTOR TESYS E 1NO 4KW 440VAC | 317900 | 289000 | #REF! | Truc | In Price Book | 2.7 EASYPACT TVS
LC1E0910U5 | 3P CONTACTOR TESYS E 1NO 4KW 240VAC | 317900 | 289000 | #REF! | Truc | In Price Book | 2.7 EASYPACT TVS
LC1E1201B5 | 3P CONTACTOR TESYS E 1NC 5,5KW | 360800 | 328000 | #REF! | Truc | In Price Book | 2.7 EASYPACT TVS
LC1E1201M5 | 3P CONTACTOR TESYS E 1NC 5,5KW 220VAC | 360800 | 328000 | #REF! | Truc | In Price Book | 2.7 EASYPACT TVS
LC1E1201Q5 | 3P CONTACTOR TESYS E 1NC 5,5KW 380VAC | 360800 | 328000 | #REF! | Truc | In Price Book | 2.7 EASYPACT TVS
LC1E1201U5 | 3P CONTACTOR TESYS E 1NC 5,5KW 240VAC | 360800 | 328000 | #REF! | Truc | In Price Book | 2.7 EASYPACT TVS
LC1E120B5 | 3P CONTACTOR TESYS E 55KW | 2610300 | 2373000 | #REF! | Truc | In Price Book | 2.7 EASYPACT TVS
LC1E120F5 | 3P CONTACTOR TESYS E 55KW 110V | 2610300 | 2373000 | #REF! | Truc | In Price Book | 2.7 EASYPACT TVS
LC1E120M5 | 3P CONTACTOR TESYS E 55KW 220V | 2610300 | 2373000 | #REF! | Truc | In Price Book | 2.7 EASYPACT TVS
LC1E120Q5 | 3P CONTACTOR TESYS E 55KW 380V | 2610300 | 2373000 | #REF! | Truc | In Price Book | 2.7 EASYPACT TVS
LC1E1210B5 | 3P CONTACTOR TESYS E 1NO 5,5KW | 360800 | 328000 | #REF! | Truc | In Price Book | 2.7 EASYPACT TVS
LC1E1210F5 | 3P CONTACTOR TESYS E 1NO 5,5KW 110VAC | 360800 | 328000 | #REF! | Truc | In Price Book | 2.7 EASYPACT TVS
LC1E1210F6 | 3P CONTACTOR TESYS E 1NO 5,5KW 110VAC | 360800 | 328000 | #REF! | Truc | In Price Book | 2.7 EASYPACT TVS
LC1E1210M5 | 3P CONTACTOR TESYS E 1NO 5,5KW 220VAC | 360800 | 328000 | #REF! | Truc | In Price Book | 2.7 EASYPACT TVS
LC1E1210Q5 | 3P CONTACTOR TESYS E 1NO 5,5KW 380VAC | 360800 | 328000 | #REF! | Truc | In Price Book | 2.7 EASYPACT TVS
LC1E160B5 | 3P CONTACTOR TESYS E 90KW | 5674900 | 5159000 | #REF! | Truc | In Price Book | 2.7 EASYPACT TVS
LC1E160F5 | 3P CONTACTOR TESYS E 90KW 110V | 5674900 | 5159000 | #REF! | Truc | In Price Book | 2.7 EASYPACT TVS
LC1E160M5 | 3P CONTACTOR TESYS E 90KW 220V | 5674900 | 5159000 | #REF! | Truc | In Price Book | 2.7 EASYPACT TVS
LC1E160Q5 | 3P CONTACTOR TESYS E 90KW 380V | 5674900 | 5159000 | #REF! | Truc | In Price Book | 2.7 EASYPACT TVS
LC1E1801B5 | 3P CONTACTOR TESYS E 1NC 7,5KW | 533500 | 485000 | #REF! | Truc | In Price Book | 2.7 EASYPACT TVS
LC1E1801M5 | 3P CONTACTOR TESYS E 1NC 7,5KW 220VAC | 533500 | 485000 | #REF! | Truc | In Price Book | 2.7 EASYPACT TVS
LC1E1801M6 | 3P CONTACTOR TESYS E 1NC 7,5KW 220VAC | 533500 | 485000 | #REF! | Truc | In Price Book | 2.7 EASYPACT TVS
LC1E1801N5 | 3P CONTACTOR TESYS E 1NC 7,5KW 415VAC | 533500 | 485000 | #REF! | Truc | In Price Book | 2.7 EASYPACT TVS
LC1E1801R5 | 3P CONTACTOR TESYS E 1NC 7,5KW 440VAC | 533500 | 485000 | #REF! | Truc | In Price Book | 2.7 EASYPACT TVS
LC1E1801U5 | 3P CONTACTOR TESYS E 1NC 7,5KW 240VAC | 533500 | 485000 | #REF! | Truc | In Price Book | 2.7 EASYPACT TVS
LC1E1810B5 | 3P CONTACTOR TESYS E 1NO 7,5KW | 533500 | 485000 | #REF! | Truc | In Price Book | 2.7 EASYPACT TVS
LC1E1810F5 | 3P CONTACTOR TESYS E 1NO 7,5KW 110VAC | 533500 | 485000 | #REF! | Truc | In Price Book | 2.7 EASYPACT TVS
LC1E1810M5 | 3P CONTACTOR TESYS E 1NO 7,5KW 220VAC | 533500 | 485000 | #REF! | Truc | In Price Book | 2.7 EASYPACT TVS
LC1E1810M6 | 3P CONTACTOR TESYS E 1NO 7,5KW 220VAC | 533500 | 485000 | #REF! | Truc | In Price Book | 2.7 EASYPACT TVS
LC1E1810Q5 | 3P CONTACTOR TESYS E 1NO 7,5KW 380VAC | 533500 | 485000 | #REF! | Truc | In Price Book | 2.7 EASYPACT TVS
LC1E1810U5 | 3P CONTACTOR TESYS E 1NO 7,5KW 240VAC | 533500 | 485000 | #REF! | Truc | In Price Book | 2.7 EASYPACT TVS
LC1E200F5 | 3P CONTACTOR TESYS E 110KW 110V | 6221600 | 5656000 | #REF! | Truc | In Price Book | 2.7 EASYPACT TVS
LC1E200M5 | 3P CONTACTOR TESYS E 110KW 220V | 6221600 | 5656000 | #REF! | Truc | In Price Book | 2.7 EASYPACT TVS
LC1E200Q5 | 3P CONTACTOR TESYS E 110KW 380V | 6221600 | 5656000 | #REF! | Truc | In Price Book | 2.7 EASYPACT TVS
LC1E2501B5 | 3P CONTACTOR TESYS E 1NC 11KW | 650100 | 591000 | #REF! | Truc | In Price Book | 2.7 EASYPACT TVS
LC1E2501F5 | 3P CONTACTOR TESYS E 1NC 11KW 110VAC | 650100 | 591000 | #REF! | Truc | In Price Book | 2.7 EASYPACT TVS
LC1E2501M5 | 3P CONTACTOR TESYS E 1NC 11KW 220VAC | 650100 | 591000 | #REF! | Truc | In Price Book | 2.7 EASYPACT TVS
LC1E2501N5 | 3P CONTACTOR TESYS E 1NC 11KW 415VAC | 650100 | 591000 | #REF! | Truc | In Price Book | 2.7 EASYPACT TVS
LC1E2501Q5 | 3P CONTACTOR TESYS E 1NC 11KW 380VAC | 650100 | 591000 | #REF! | Truc | In Price Book | 2.7 EASYPACT TVS
LC1E2501U5 | 3P CONTACTOR TESYS E 1NC 11KW 240VAC | 650100 | 591000 | #REF! | Truc | In Price Book | 2.7 EASYPACT TVS
LC1E250M5 | 3P CONTACTOR TESYS E 132KW 220V | 8786800 | 7988000 | #REF! | Truc | In Price Book | 2.7 EASYPACT TVS
LC1E250N5 | 3P CONTACTOR TESYS E 132KW 415V | 8786800 | 7988000 | #REF! | Truc | In Price Book | 2.7 EASYPACT TVS
LC1E250Q5 | 3P CONTACTOR TESYS E 132KW 380V | 8786800 | 7988000 | #REF! | Truc | In Price Book | 2.7 EASYPACT TVS
LC1E2510B5 | 3P CONTACTOR TESYS E 1NO 11KW | 650100 | 591000 | #REF! | Truc | In Price Book | 2.7 EASYPACT TVS
LC1E2510B6 | 3P CONTACTOR TESYS E 1NO 11KW | 650100 | 591000 | #REF! | Truc | In Price Book | 2.7 EASYPACT TVS
LC1E2510F5 | 3P CONTACTOR TESYS E 1NO 11KW 110VAC | 650100 | 591000 | #REF! | Truc | In Price Book | 2.7 EASYPACT TVS
LC1E2510M5 | 3P CONTACTOR TESYS E 1NO 11KW 220VAC | 650100 | 591000 | #REF! | Truc | In Price Book | 2.7 EASYPACT TVS
LC1E2510Q5 | 3P CONTACTOR TESYS E 1NO 11KW 380VAC | 650100 | 591000 | #REF! | Truc | In Price Book | 2.7 EASYPACT TVS
LC1E2510U5 | 3P CONTACTOR TESYS E 1NO 11KW 240VAC | 650100 | 591000 | #REF! | Truc | In Price Book | 2.7 EASYPACT TVS
LC1E300B5 | 3P CONTACTOR TESYS E 160KW | 10604000 | 9640000 | #REF! | Truc | In Price Book | 2.7 EASYPACT TVS
LC1E300M5 | 3P CONTACTOR TESYS E 160KW 220V | 10604000 | 9640000 | #REF! | Truc | In Price Book | 2.7 EASYPACT TVS
LC1E300Q5 | 3P CONTACTOR TESYS E 160KW 380V | 10604000 | 9640000 | #REF! | Truc | In Price Book | 2.7 EASYPACT TVS
LC1E3201B5 | 3P CONTACTOR TESYS E 1NC 15KW | 955900 | 869000 | #REF! | Truc | In Price Book | 2.7 EASYPACT TVS
LC1E3201E5 | 3P CONTACTOR TESYS E 1NC 15KW 48VAC | 955900 | 869000 | #REF! | Truc | In Price Book | 2.7 EASYPACT TVS
LC1E3201F5 | 3P CONTACTOR TESYS E 1NC 15KW 110VAC | 955900 | 869000 | #REF! | Truc | In Price Book | 2.7 EASYPACT TVS
LC1E3201M5 | 3P CONTACTOR TESYS E 1NC 15KW 220VAC | 955900 | 869000 | #REF! | Truc | In Price Book | 2.7 EASYPACT TVS
LC1E3201Q5 | 3P CONTACTOR TESYS E 1NC 15KW 380VAC | 955900 | 869000 | #REF! | Truc | In Price Book | 2.7 EASYPACT TVS
LC1E3210B5 | 3P CONTACTOR TESYS E 1NO 15KW | 955900 | 869000 | #REF! | Truc | In Price Book | 2.7 EASYPACT TVS
LC1E3210F5 | 3P CONTACTOR TESYS E 1NO 15KW 110VAC | 955900 | 869000 | #REF! | Truc | In Price Book | 2.7 EASYPACT TVS
LC1E3210F6 | 3P CONTACTOR TESYS E 1NO 15KW 110VAC | 955900 | 869000 | #REF! | Truc | In Price Book | 2.7 EASYPACT TVS
LC1E3210M5 | 3P CONTACTOR TESYS E 1NO 15KW 220VAC | 955900 | 869000 | #REF! | Truc | In Price Book | 2.7 EASYPACT TVS
LC1E3210Q5 | 3P CONTACTOR TESYS E 1NO 15KW 380VAC | 955900 | 869000 | #REF! | Truc | In Price Book | 2.7 EASYPACT TVS
LC1E3210R5 | 3P CONTACTOR TESYS E 1NO 15KW 440VAC | 955900 | 869000 | #REF! | Truc | In Price Book | 2.7 EASYPACT TVS
LC1E3210U5 | 3P CONTACTOR TESYS E 1NO 15KW 240VAC | 955900 | 869000 | #REF! | Truc | In Price Book | 2.7 EASYPACT TVS
LC1E3801M5 | 3P CONTACTOR TESYS E 1NC 18,5KW 220VAC | 1120900 | 1019000 | #REF! | Truc | In Price Book | 2.7 EASYPACT TVS
LC1E3801N5 | 3P CONTACTOR TESYS E 1NC 18,5KW 415VAC | 1120900 | 1019000 | #REF! | Truc | In Price Book | 2.7 EASYPACT TVS
LC1E3801Q5 | 3P CONTACTOR TESYS E 1NC 18,5KW 380VAC | 1120900 | 1019000 | #REF! | Truc | In Price Book | 2.7 EASYPACT TVS
LC1E3810B5 | 3P CONTACTOR TESYS E 1NO 18,5KW | 1120900 | 1019000 | #REF! | Truc | In Price Book | 2.7 EASYPACT TVS
LC1E3810F5 | 3P CONTACTOR TESYS E 1NO 18,5KW 110VAC | 1120900 | 1019000 | #REF! | Truc | In Price Book | 2.7 EASYPACT TVS
LC1E3810M5 | 3P CONTACTOR TESYS E 1NO 18,5KW 220VAC | 1120900 | 1019000 | #REF! | Truc | In Price Book | 2.7 EASYPACT TVS
LC1E3810M6 | 3P CONTACTOR TESYS E 1NO 18,5KW 220VAC | 1120900 | 1019000 | #REF! | Truc | In Price Book | 2.7 EASYPACT TVS
LC1E3810Q5 | 3P CONTACTOR TESYS E 1NO 18,5KW 380VAC | 1120900 | 1019000 | #REF! | Truc | In Price Book | 2.7 EASYPACT TVS
LC1E400M7 | 3P CONTACTOR LC1E400A 220V | 17050000 | 15500000 | #REF! | Truc | In Price Book | 2.7 EASYPACT TVS
LC1E40B5 | 3P CONTACTOR TESYS E 18,5KW | 1157200 | 1052000 | #REF! | Truc | In Price Book | 2.7 EASYPACT TVS
LC1E40F5 | 3P CONTACTOR TESYS E 18,5KW 110VAC | 1157200 | 1052000 | #REF! | Truc | In Price Book | 2.7 EASYPACT TVS
LC1E40F6 | 3P CONTACTOR TESYS E 18,5KW 110VAC | 1157200 | 1052000 | #REF! | Truc | In Price Book | 2.7 EASYPACT TVS
LC1E40M5 | 3P CONTACTOR TESYS E 18,5KW 220VAC | 1157200 | 1052000 | #REF! | Truc | In Price Book | 2.7 EASYPACT TVS
LC1E40M6 | 3P CONTACTOR TESYS E 18,5KW 220VAC | 1157200 | 1052000 | #REF! | Truc | In Price Book | 2.7 EASYPACT TVS
LC1E40N5 | 3P CONTACTOR TESYS E 18,5KW 415VAC | 1157200 | 1052000 | #REF! | Truc | In Price Book | 2.7 EASYPACT TVS
LC1E40Q5 | 3P CONTACTOR TESYS E 18,5KW 380VAC | 1157200 | 1052000 | #REF! | Truc | In Price Book | 2.7 EASYPACT TVS
LC1E40R5 | 3P CONTACTOR TESYS E 18,5KW 440VAC | 1157200 | 1052000 | #REF! | Truc | In Price Book | 2.7 EASYPACT TVS
LC1E40U5 | 3P CONTACTOR TESYS E 18,5KW 240VAC | 1157200 | 1052000 | #REF! | Truc | In Price Book | 2.7 EASYPACT TVS
LC1E500M7 | 3P CONTACTOR LC1E500A 220V | 31233400 | 28394000 | #REF! | Truc | In Price Book | 2.7 EASYPACT TVS
LC1E50B5 | 3P CONTACTOR TESYS E 22KW | 1191300 | 1083000 | #REF! | Truc | In Price Book | 2.7 EASYPACT TVS
LC1E50E5 | 3P CONTACTOR TESYS E 22KW 48VAC | 1191300 | 1083000 | #REF! | Truc | In Price Book | 2.7 EASYPACT TVS
LC1E50F5 | 3P CONTACTOR TESYS E 22KW 110VAC | 1191300 | 1083000 | #REF! | Truc | In Price Book | 2.7 EASYPACT TVS
LC1E50F6 | 3P CONTACTOR TESYS E 22KW 110VAC | 1191300 | 1083000 | #REF! | Truc | In Price Book | 2.7 EASYPACT TVS
LC1E50M5 | 3P CONTACTOR TESYS E 22KW 220VAC | 1191300 | 1083000 | #REF! | Truc | In Price Book | 2.7 EASYPACT TVS
LC1E50Q5 | 3P CONTACTOR TESYS E 22KW 380VAC | 1191300 | 1083000 | #REF! | Truc | In Price Book | 2.7 EASYPACT TVS
LC1E50R5 | 3P CONTACTOR TESYS E 22KW 440VAC | 1191300 | 1083000 | #REF! | Truc | In Price Book | 2.7 EASYPACT TVS
LC1E50U5 | 3P CONTACTOR TESYS E 22KW 240VAC | 1191300 | 1083000 | #REF! | Truc | In Price Book | 2.7 EASYPACT TVS
LC1E630M7 | 3P CONTACTOR LC1E630A 220V | 44788700 | 40717000 | #REF! | Truc | In Price Book | 2.7 EASYPACT TVS
LC1E65B5 | 3P CONTACTOR TESYS E 30KW | 1345300 | 1223000 | #REF! | Truc | In Price Book | 2.7 EASYPACT TVS
LC1E65F5 | 3P CONTACTOR TESYS E 30KW 110VAC | 1345300 | 1223000 | #REF! | Truc | In Price Book | 2.7 EASYPACT TVS
LC1E65F6 | 3P CONTACTOR TESYS E 30KW 110VAC | 1345300 | 1223000 | #REF! | Truc | In Price Book | 2.7 EASYPACT TVS
LC1E65M5 | 3P CONTACTOR TESYS E 30KW 220VAC | 1345300 | 1223000 | #REF! | Truc | In Price Book | 2.7 EASYPACT TVS
LC1E65M6 | 3P CONTACTOR TESYS E 30KW 220VAC | 1345300 | 1223000 | #REF! | Truc | In Price Book | 2.7 EASYPACT TVS
LC1E65Q5 | 3P CONTACTOR TESYS E 30KW 380VAC | 1345300 | 1223000 | #REF! | Truc | In Price Book | 2.7 EASYPACT TVS
LC1E65U5 | 3P CONTACTOR TESYS E 30KW 240VAC | 1345300 | 1223000 | #REF! | Truc | In Price Book | 2.7 EASYPACT TVS
LC1E80B5 | 3P CONTACTOR TESYS E 37KW | 1661000 | 1510000 | #REF! | Truc | In Price Book | 2.7 EASYPACT TVS
LC1E80F5 | 3P CONTACTOR TESYS E 37KW 110VAC | 1661000 | 1510000 | #REF! | Truc | In Price Book | 2.7 EASYPACT TVS
LC1E80F6 | 3P CONTACTOR TESYS E 37KW 110VAC | 1661000 | 1510000 | #REF! | Truc | In Price Book | 2.7 EASYPACT TVS
LC1E80M5 | 3P CONTACTOR TESYS E 37KW 220VAC | 1661000 | 1510000 | #REF! | Truc | In Price Book | 2.7 EASYPACT TVS
LC1E80M6 | 3P CONTACTOR TESYS E 37KW 220VAC | 1661000 | 1510000 | #REF! | Truc | In Price Book | 2.7 EASYPACT TVS
LC1E80Q5 | 3P CONTACTOR TESYS E 37KW 380VAC | 1661000 | 1510000 | #REF! | Truc | In Price Book | 2.7 EASYPACT TVS
LC1E80U5 | 3P CONTACTOR TESYS E 37KW 240VAC | 1661000 | 1510000 | #REF! | Truc | In Price Book | 2.7 EASYPACT TVS
LC1E95B5 | 3P CONTACTOR TESYS E 45KW | 2090000 | 1900000 | #REF! | Truc | In Price Book | 2.7 EASYPACT TVS
LC1E95F5 | 3P CONTACTOR TESYS E 45KW 110VAC | 2090000 | 1900000 | #REF! | Truc | In Price Book | 2.7 EASYPACT TVS
LC1E95M5 | 3P CONTACTOR TESYS E 45KW 220VAC | 2090000 | 1900000 | #REF! | Truc | In Price Book | 2.7 EASYPACT TVS
LC1E95M6 | 3P CONTACTOR TESYS E 45KW 220VAC | 2090000 | 1900000 | #REF! | Truc | In Price Book | 2.7 EASYPACT TVS
LC1E95N5 | 3P CONTACTOR TESYS E 45KW 415VAC | 2090000 | 1900000 | #REF! | Truc | In Price Book | 2.7 EASYPACT TVS
LC1E95Q5 | 3P CONTACTOR TESYS E 45KW 380VAC | 2090000 | 1900000 | #REF! | Truc | In Price Book | 2.7 EASYPACT TVS
LC1E95R5 | 3P CONTACTOR TESYS E 45KW 440VAC | 2090000 | 1900000 | #REF! | Truc | In Price Book | 2.7 EASYPACT TVS
LC1E95R6 | 3P CONTACTOR TESYS E 45KW 440VAC | 2090000 | 1900000 | #REF! | Truc | In Price Book | 2.7 EASYPACT TVS
LC1E95U5 | 3P CONTACTOR TESYS E 45KW 240VAC | 2090000 | 1900000 | #REF! | Truc | In Price Book | 2.7 EASYPACT TVS
LC1F1154BD | CONTACTOR LC1F 4P AC1 24VDC 200 A | 16977400 | 15434000 | #REF! | Truc | In Price Book | 3.1 TESYS D CONTROL & PROTECTION, TERMINAL BLOCKS, THERMAL MANGEMENT
LC1F1154F7 | CONTACTOR LC1F 200A 4P 110V 50 60HZ | 15743200 | 14312000 | #REF! | Truc | In Price Book | 3.1 TESYS D CONTROL & PROTECTION, TERMINAL BLOCKS, THERMAL MANGEMENT
LC1F1154G7 | CONTACTOR LC1F 200A 4P 120V 50 60HZ | 15743200 | 14312000 | #REF! | Truc | In Price Book | 3.1 TESYS D CONTROL & PROTECTION, TERMINAL BLOCKS, THERMAL MANGEMENT
LC1F1154GD | CONTACTOR LC1F 4P AC1 125VDC 200 A | 16977400 | 15434000 | #REF! | Truc | In Price Book | 3.1 TESYS D CONTROL & PROTECTION, TERMINAL BLOCKS, THERMAL MANGEMENT
LC1F1154M7 | CONTACTOR LC1F 200A 4P 220V 50 60HZ | 15743200 | 14312000 | #REF! | Truc | In Price Book | 3.1 TESYS D CONTROL & PROTECTION, TERMINAL BLOCKS, THERMAL MANGEMENT
LC1F1154MD | CONTACTOR LC1F 4P AC1 220VDC 200 A | 16977400 | 15434000 | #REF! | Truc | In Price Book | 3.1 TESYS D CONTROL & PROTECTION, TERMINAL BLOCKS, THERMAL MANGEMENT
LC1F1154Q7 | CONTACTOR LC1F 200A 4P 380V 50 60HZ | 15743200 | 14312000 | #REF! | Truc | In Price Book | 3.1 TESYS D CONTROL & PROTECTION, TERMINAL BLOCKS, THERMAL MANGEMENT
LC1F1154U7 | CONTACTOR LC1F 200A 4P 240V 50 60HZ | 15743200 | 14312000 | #REF! | Truc | In Price Book | 3.1 TESYS D CONTROL & PROTECTION, TERMINAL BLOCKS, THERMAL MANGEMENT
LC1F115BD | CONTACTOR | 11512600 | 10466000 | #REF! | Truc | In Price Book | 3.1 TESYS D CONTROL & PROTECTION, TERMINAL BLOCKS, THERMAL MANGEMENT
LC1F115E7 | CONTACTOR | 10467600 | 9516000 | #REF! | Truc | In Price Book | 3.1 TESYS D CONTROL & PROTECTION, TERMINAL BLOCKS, THERMAL MANGEMENT
LC1F115ED | CONTAC TO R TESYS LC1F 3P AC3 440V 115 A | 11512600 | 10466000 | #REF! | Truc | In Price Book | 3.1 TESYS D CONTROL & PROTECTION, TERMINAL BLOCKS, THERMAL MANGEMENT
LC1F115F7 | CONTACTOR | 10467600 | 9516000 | #REF! | Truc | In Price Book | 3.1 TESYS D CONTROL & PROTECTION, TERMINAL BLOCKS, THERMAL MANGEMENT
LC1F115G7 | CONTACTOR | 10467600 | 9516000 | #REF! | Truc | In Price Book | 3.1 TESYS D CONTROL & PROTECTION, TERMINAL BLOCKS, THERMAL MANGEMENT
LC1F115L7 | CONTACTOR | 10467600 | 9516000 | #REF! | Truc | In Price Book | 3.1 TESYS D CONTROL & PROTECTION, TERMINAL BLOCKS, THERMAL MANGEMENT
LC1F115M7 | CONTACTOR | 10467600 | 9516000 | #REF! | Truc | In Price Book | 3.1 TESYS D CONTROL & PROTECTION, TERMINAL BLOCKS, THERMAL MANGEMENT
LC1F115MD | CONTACTOR | 11512600 | 10466000 | #REF! | Truc | In Price Book | 3.1 TESYS D CONTROL & PROTECTION, TERMINAL BLOCKS, THERMAL MANGEMENT
LC1F115N7 | CONTACTOR | 10467600 | 9516000 | #REF! | Truc | In Price Book | 3.1 TESYS D CONTROL & PROTECTION, TERMINAL BLOCKS, THERMAL MANGEMENT
LC1F115P7 | CONTACTOR | 10467600 | 9516000 | #REF! | Truc | In Price Book | 3.1 TESYS D CONTROL & PROTECTION, TERMINAL BLOCKS, THERMAL MANGEMENT
LC1F115Q7 | CONTACTOR | 10467600 | 9516000 | #REF! | Truc | In Price Book | 3.1 TESYS D CONTROL & PROTECTION, TERMINAL BLOCKS, THERMAL MANGEMENT
LC1F1504BD | CONTACTOR LC1F 4P 250A AC1 24VDC | 19232400 | 17484000 | #REF! | Truc | In Price Book | 3.1 TESYS D CONTROL & PROTECTION, TERMINAL BLOCKS, THERMAL MANGEMENT
LC1F1504M7 | CONTACTOR LC1F 4P 250A 220V 50 60HZ | 17998200 | 16362000 | #REF! | Truc | In Price Book | 3.1 TESYS D CONTROL & PROTECTION, TERMINAL BLOCKS, THERMAL MANGEMENT
LC1F1504P7 | CONTACTOR LC1F 4P 250A 230V 50 60HZ | 17998200 | 16362000 | #REF! | Truc | In Price Book | 3.1 TESYS D CONTROL & PROTECTION, TERMINAL BLOCKS, THERMAL MANGEMENT
LC1F1504Q7 | CONTACTOR LC1F 4P 250A 380V 50 60HZ | 17998200 | 16362000 | #REF! | Truc | In Price Book | 3.1 TESYS D CONTROL & PROTECTION, TERMINAL BLOCKS, THERMAL MANGEMENT
LC1F1504U7 | CONTACTOR LC1F 4P 250A 240V 50 60HZ | 17998200 | 16362000 | #REF! | Truc | In Price Book | 3.1 TESYS D CONTROL & PROTECTION, TERMINAL BLOCKS, THERMAL MANGEMENT
LC1F150BD | CONTACTOR | 12663200 | 11512000 | #REF! | Truc | In Price Book | 3.1 TESYS D CONTROL & PROTECTION, TERMINAL BLOCKS, THERMAL MANGEMENT
LC1F150E7 | CONTACTOR | 11512600 | 10466000 | #REF! | Truc | In Price Book | 3.1 TESYS D CONTROL & PROTECTION, TERMINAL BLOCKS, THERMAL MANGEMENT
LC1F150F7 | CONTAC TO R TESYS LC1F 3P AC3 440V 150 A | 11512600 | 10466000 | #REF! | Truc | In Price Book | 3.1 TESYS D CONTROL & PROTECTION, TERMINAL BLOCKS, THERMAL MANGEMENT
LC1F150FD | CONTACTOR | 12663200 | 11512000 | #REF! | Truc | In Price Book | 3.1 TESYS D CONTROL & PROTECTION, TERMINAL BLOCKS, THERMAL MANGEMENT
LC1F150G7 | CONTACTOR | 11512600 | 10466000 | #REF! | Truc | In Price Book | 3.1 TESYS D CONTROL & PROTECTION, TERMINAL BLOCKS, THERMAL MANGEMENT
LC1F150L7 | CONTACTOR CONTACTOR | 11512600 | 10466000 | #REF! | Truc | In Price Book | 3.1 TESYS D CONTROL & PROTECTION, TERMINAL BLOCKS, THERMAL MANGEMENT
LC1F150M7 | CONTACTOR | 11512600 | 10466000 | #REF! | Truc | In Price Book | 3.1 TESYS D CONTROL & PROTECTION, TERMINAL BLOCKS, THERMAL MANGEMENT
LC1F150MD | CONTACTOR | 12663200 | 11512000 | #REF! | Truc | In Price Book | 3.1 TESYS D CONTROL & PROTECTION, TERMINAL BLOCKS, THERMAL MANGEMENT
LC1F150P7 | CONTACTOR | 11512600 | 10466000 | #REF! | Truc | In Price Book | 3.1 TESYS D CONTROL & PROTECTION, TERMINAL BLOCKS, THERMAL MANGEMENT
LC1F150Q7 | CONTACTOR | 11512600 | 10466000 | #REF! | Truc | In Price Book | 3.1 TESYS D CONTROL & PROTECTION, TERMINAL BLOCKS, THERMAL MANGEMENT
LC1F150U7 | CONTACTOR | 11512600 | 10466000 | #REF! | Truc | In Price Book | 3.1 TESYS D CONTROL & PROTECTION, TERMINAL BLOCKS, THERMAL MANGEMENT
LC1F150UD | CONTAC TO R TESYS LC1F 3P AC3 440V 150 A | 12663200 | 11512000 | #REF! | Truc | In Price Book | 3.1 TESYS D CONTROL & PROTECTION, TERMINAL BLOCKS, THERMAL MANGEMENT
LC1F1854BD | CONTACTOR LC1F 4P 275A AC1 24VDC | 22433400 | 20394000 | #REF! | Truc | In Price Book | 3.1 TESYS D CONTROL & PROTECTION, TERMINAL BLOCKS, THERMAL MANGEMENT
LC1F1854E7 | CONTACTOR LC1F 4P 275A 48V 50 60HZ | 20974800 | 19068000 | #REF! | Truc | In Price Book | 3.1 TESYS D CONTROL & PROTECTION, TERMINAL BLOCKS, THERMAL MANGEMENT
LC1F1854M7 | CONTACTOR LC1F 4P 275A 220V 50 60HZ | 20974800 | 19068000 | #REF! | Truc | In Price Book | 3.1 TESYS D CONTROL & PROTECTION, TERMINAL BLOCKS, THERMAL MANGEMENT
LC1F1854MD | CONTACTOR LC1F 4P 275A AC1 220VDC | 22433400 | 20394000 | #REF! | Truc | In Price Book | 3.1 TESYS D CONTROL & PROTECTION, TERMINAL BLOCKS, THERMAL MANGEMENT
LC1F1854P7 | CONTACTOR LC1F 4P 275A 230V 50 60HZ | 20974800 | 19068000 | #REF! | Truc | In Price Book | 3.1 TESYS D CONTROL & PROTECTION, TERMINAL BLOCKS, THERMAL MANGEMENT
LC1F1854Q7 | CONTACTOR LC1F 4P 275A 380V 50 60HZ | 20974800 | 19068000 | #REF! | Truc | In Price Book | 3.1 TESYS D CONTROL & PROTECTION, TERMINAL BLOCKS, THERMAL MANGEMENT
LC1F185E7 | CONTACTOR | 12677500 | 11525000 | #REF! | Truc | In Price Book | 3.1 TESYS D CONTROL & PROTECTION, TERMINAL BLOCKS, THERMAL MANGEMENT
LC1F185F7 | CONTACTOR | 12677500 | 11525000 | #REF! | Truc | In Price Book | 3.1 TESYS D CONTROL & PROTECTION, TERMINAL BLOCKS, THERMAL MANGEMENT
LC1F185M7 | CONTACTOR | 12677500 | 11525000 | #REF! | Truc | In Price Book | 3.1 TESYS D CONTROL & PROTECTION, TERMINAL BLOCKS, THERMAL MANGEMENT
LC1F185MD | CONTACTOR | 13944700 | 12677000 | #REF! | Truc | In Price Book | 3.1 TESYS D CONTROL & PROTECTION, TERMINAL BLOCKS, THERMAL MANGEMENT
LC1F185N7 | CONTACTOR | 12677500 | 11525000 | #REF! | Truc | In Price Book | 3.1 TESYS D CONTROL & PROTECTION, TERMINAL BLOCKS, THERMAL MANGEMENT
LC1F185P7 | CONTACTOR | 12677500 | 11525000 | #REF! | Truc | In Price Book | 3.1 TESYS D CONTROL & PROTECTION, TERMINAL BLOCKS, THERMAL MANGEMENT
LC1F185Q7 | CONTACTOR | 12677500 | 11525000 | #REF! | Truc | In Price Book | 3.1 TESYS D CONTROL & PROTECTION, TERMINAL BLOCKS, THERMAL MANGEMENT
LC1F185R7 | CONTACTOR | 12677500 | 11525000 | #REF! | Truc | In Price Book | 3.1 TESYS D CONTROL & PROTECTION, TERMINAL BLOCKS, THERMAL MANGEMENT
LC1F2254FD | CONTACTOR LC1F 4P 315A AC1 110VDC | 24691700 | 22447000 | #REF! | Truc | In Price Book | 3.1 TESYS D CONTROL & PROTECTION, TERMINAL BLOCKS, THERMAL MANGEMENT
LC1F2254G7 | CONTACTOR LC1F 4P 315A 120V 50 60HZ | 23230900 | 21119000 | #REF! | Truc | In Price Book | 3.1 TESYS D CONTROL & PROTECTION, TERMINAL BLOCKS, THERMAL MANGEMENT
LC1F2254M7 | CONTACTOR LC1F 4P 315A 220V 50 60HZ | 23230900 | 21119000 | #REF! | Truc | In Price Book | 3.1 TESYS D CONTROL & PROTECTION, TERMINAL BLOCKS, THERMAL MANGEMENT
LC1F2254P7 | CONTACTOR LC1F 4P 315A 230V 50 60HZ | 23230900 | 21119000 | #REF! | Truc | In Price Book | 3.1 TESYS D CONTROL & PROTECTION, TERMINAL BLOCKS, THERMAL MANGEMENT
LC1F2254Q7 | CONTACTOR LC1F 4P 315A 380V 50 60HZ | 23230900 | 21119000 | #REF! | Truc | In Price Book | 3.1 TESYS D CONTROL & PROTECTION, TERMINAL BLOCKS, THERMAL MANGEMENT
LC1F225E7 | CONTACTOR | 15662900 | 14239000 | #REF! | Truc | In Price Book | 3.1 TESYS D CONTROL & PROTECTION, TERMINAL BLOCKS, THERMAL MANGEMENT
LC1F225F7 | CONTACTOR | 15662900 | 14239000 | #REF! | Truc | In Price Book | 3.1 TESYS D CONTROL & PROTECTION, TERMINAL BLOCKS, THERMAL MANGEMENT
LC1F225M7 | CONTACTOR | 15662900 | 14239000 | #REF! | Truc | In Price Book | 3.1 TESYS D CONTROL & PROTECTION, TERMINAL BLOCKS, THERMAL MANGEMENT
LC1F225MD | CONTACTOR | 17230400 | 15664000 | #REF! | Truc | In Price Book | 3.1 TESYS D CONTROL & PROTECTION, TERMINAL BLOCKS, THERMAL MANGEMENT
LC1F225P7 | CONTACTOR | 15662900 | 14239000 | #REF! | Truc | In Price Book | 3.1 TESYS D CONTROL & PROTECTION, TERMINAL BLOCKS, THERMAL MANGEMENT
LC1F225Q7 | CONTACTOR | 15662900 | 14239000 | #REF! | Truc | In Price Book | 3.1 TESYS D CONTROL & PROTECTION, TERMINAL BLOCKS, THERMAL MANGEMENT
LC1F225U7 | CONTACTOR | 15662900 | 14239000 | #REF! | Truc | In Price Book | 3.1 TESYS D CONTROL & PROTECTION, TERMINAL BLOCKS, THERMAL MANGEMENT
LC1F2654F7 | CONTACTOR LC1F 4P 350A 110V 50 60HZ | 38657300 | 35143000 | #REF! | Truc | In Price Book | 3.1 TESYS D CONTROL & PROTECTION, TERMINAL BLOCKS, THERMAL MANGEMENT
LC1F2654FD | CONTACTOR LC1F 4P 350A AC1 110VDC | 40450300 | 36773000 | #REF! | Truc | In Price Book | 3.1 TESYS D CONTROL & PROTECTION, TERMINAL BLOCKS, THERMAL MANGEMENT
LC1F2654M7 | CONTACTOR LC1F 4P 350A 220V 50 60HZ | 38657300 | 35143000 | #REF! | Truc | In Price Book | 3.1 TESYS D CONTROL & PROTECTION, TERMINAL BLOCKS, THERMAL MANGEMENT
LC1F2654P7 | CONTACTOR LC1F 4P 350A 230V 50 60HZ | 38657300 | 35143000 | #REF! | Truc | In Price Book | 3.1 TESYS D CONTROL & PROTECTION, TERMINAL BLOCKS, THERMAL MANGEMENT
LC1F2654Q7 | CONTACTOR LC1F 4P 350A 380V 50 60HZ | 38657300 | 35143000 | #REF! | Truc | In Price Book | 3.1 TESYS D CONTROL & PROTECTION, TERMINAL BLOCKS, THERMAL MANGEMENT
LC1F2654U7 | CONTACTOR LC1F 4P 350A 240V 50 60HZ | 38657300 | 35143000 | #REF! | Truc | In Price Book | 3.1 TESYS D CONTROL & PROTECTION, TERMINAL BLOCKS, THERMAL MANGEMENT
LC1F2654V7 | CONTACTOR LC1F 4P 350A 400V 50 60HZ | 38657300 | 35143000 | #REF! | Truc | In Price Book | 3.1 TESYS D CONTROL & PROTECTION, TERMINAL BLOCKS, THERMAL MANGEMENT
LC1F265E7 | CONTACTOR | 18269900 | 16609000 | #REF! | Truc | In Price Book | 3.1 TESYS D CONTROL & PROTECTION, TERMINAL BLOCKS, THERMAL MANGEMENT
LC1F265ED | CONTACTOR | 20094800 | 18268000 | #REF! | Truc | In Price Book | 3.1 TESYS D CONTROL & PROTECTION, TERMINAL BLOCKS, THERMAL MANGEMENT
LC1F265F7 | CONTACTOR | 18269900 | 16609000 | #REF! | Truc | In Price Book | 3.1 TESYS D CONTROL & PROTECTION, TERMINAL BLOCKS, THERMAL MANGEMENT
LC1F265GD | CONTACTOR | 20094800 | 18268000 | #REF! | Truc | In Price Book | 3.1 TESYS D CONTROL & PROTECTION, TERMINAL BLOCKS, THERMAL MANGEMENT
LC1F265M7 | CONTACTOR | 18269900 | 16609000 | #REF! | Truc | In Price Book | 3.1 TESYS D CONTROL & PROTECTION, TERMINAL BLOCKS, THERMAL MANGEMENT
LC1F265MD | CONTACTOR | 20094800 | 18268000 | #REF! | Truc | In Price Book | 3.1 TESYS D CONTROL & PROTECTION, TERMINAL BLOCKS, THERMAL MANGEMENT
LC1F265P7 | CONTACTOR | 18269900 | 16609000 | #REF! | Truc | In Price Book | 3.1 TESYS D CONTROL & PROTECTION, TERMINAL BLOCKS, THERMAL MANGEMENT
LC1F265Q7 | CONTACTOR | 18269900 | 16609000 | #REF! | Truc | In Price Book | 3.1 TESYS D CONTROL & PROTECTION, TERMINAL BLOCKS, THERMAL MANGEMENT
LC1F265U7 | CONTACTOR | 18269900 | 16609000 | #REF! | Truc | In Price Book | 3.1 TESYS D CONTROL & PROTECTION, TERMINAL BLOCKS, THERMAL MANGEMENT
LC1F3304BD | CONTACTOR LC1F 4P 400A AC1 24VDC | 45284800 | 41168000 | #REF! | Truc | In Price Book | 3.1 TESYS D CONTROL & PROTECTION, TERMINAL BLOCKS, THERMAL MANGEMENT
LC1F3304FD | CONTACTOR LC1F 4P 400A AC1 110VDC | 45284800 | 41168000 | #REF! | Truc | In Price Book | 3.1 TESYS D CONTROL & PROTECTION, TERMINAL BLOCKS, THERMAL MANGEMENT
LC1F3304GD | CONTACTOR LC1F 4P 400A AC1 125VDC | 45284800 | 41168000 | #REF! | Truc | In Price Book | 3.1 TESYS D CONTROL & PROTECTION, TERMINAL BLOCKS, THERMAL MANGEMENT
LC1F3304M7 | CONTACTOR LC1F 4P 400A 220V 50 60HZ | 43489600 | 39536000 | #REF! | Truc | In Price Book | 3.1 TESYS D CONTROL & PROTECTION, TERMINAL BLOCKS, THERMAL MANGEMENT
LC1F3304MD | CONTACTOR LC1F 4P 400A AC1 220VDC | 45284800 | 41168000 | #REF! | Truc | In Price Book | 3.1 TESYS D CONTROL & PROTECTION, TERMINAL BLOCKS, THERMAL MANGEMENT
LC1F3304P7 | CONTACTOR LC1F 4P 400A 230V 50 60HZ | 43489600 | 39536000 | #REF! | Truc | In Price Book | 3.1 TESYS D CONTROL & PROTECTION, TERMINAL BLOCKS, THERMAL MANGEMENT
LC1F3304Q7 | CONTACTOR LC1F 4P 400A 380V 50 60HZ | 43489600 | 39536000 | #REF! | Truc | In Price Book | 3.1 TESYS D CONTROL & PROTECTION, TERMINAL BLOCKS, THERMAL MANGEMENT
LC1F330B7 | CONTACTOR | 21915300 | 19923000 | #REF! | Truc | In Price Book | 3.1 TESYS D CONTROL & PROTECTION, TERMINAL BLOCKS, THERMAL MANGEMENT
LC1F330BD | CONTACTOR | 24108700 | 21917000 | #REF! | Truc | In Price Book | 3.1 TESYS D CONTROL & PROTECTION, TERMINAL BLOCKS, THERMAL MANGEMENT
LC1F330F7 | CONTACTOR | 21915300 | 19923000 | #REF! | Truc | In Price Book | 3.1 TESYS D CONTROL & PROTECTION, TERMINAL BLOCKS, THERMAL MANGEMENT
LC1F330FE7 | CONTACTOR | 21915300 | 19923000 | #REF! | Truc | In Price Book | 3.1 TESYS D CONTROL & PROTECTION, TERMINAL BLOCKS, THERMAL MANGEMENT
LC1F330G7 | CONTACTOR | 21915300 | 19923000 | #REF! | Truc | In Price Book | 3.1 TESYS D CONTROL & PROTECTION, TERMINAL BLOCKS, THERMAL MANGEMENT
LC1F330M7 | CONTAC TO R TESYS LC1F 3P AC3 440V 330 A | 21915300 | 19923000 | #REF! | Truc | In Price Book | 3.1 TESYS D CONTROL & PROTECTION, TERMINAL BLOCKS, THERMAL MANGEMENT
LC1F330P7 | CONTACTOR | 21915300 | 19923000 | #REF! | Truc | In Price Book | 3.1 TESYS D CONTROL & PROTECTION, TERMINAL BLOCKS, THERMAL MANGEMENT
LC1F330Q7 | CONTACTOR | 21915300 | 19923000 | #REF! | Truc | In Price Book | 3.1 TESYS D CONTROL & PROTECTION, TERMINAL BLOCKS, THERMAL MANGEMENT
LC1F330U7 | CONTACTOR | 21915300 | 19923000 | #REF! | Truc | In Price Book | 3.1 TESYS D CONTROL & PROTECTION, TERMINAL BLOCKS, THERMAL MANGEMENT
LC1F4004F7 | CONTACTOR LC1F 4P 500A 110V 50 60HZ | 57981000 | 52710000 | #REF! | Truc | In Price Book | 3.1 TESYS D CONTROL & PROTECTION, TERMINAL BLOCKS, THERMAL MANGEMENT
LC1F4004FD | CONTACTOR LC1F 4P 500A AC1 110VDC | 60676000 | 55160000 | #REF! | Truc | In Price Book | 3.1 TESYS D CONTROL & PROTECTION, TERMINAL BLOCKS, THERMAL MANGEMENT
LC1F4004M7 | CONTACTOR LC1F 4P 500A 220V 50 60HZ | 57981000 | 52710000 | #REF! | Truc | In Price Book | 3.1 TESYS D CONTROL & PROTECTION, TERMINAL BLOCKS, THERMAL MANGEMENT
LC1F4004P7 | CONTACTOR LC1F 4P 500A 230V 50 60HZ | 57981000 | 52710000 | #REF! | Truc | In Price Book | 3.1 TESYS D CONTROL & PROTECTION, TERMINAL BLOCKS, THERMAL MANGEMENT
LC1F4004Q7 | CONTACTOR LC1F 4P 500A 380V 50 60HZ | 57981000 | 52710000 | #REF! | Truc | In Price Book | 3.1 TESYS D CONTROL & PROTECTION, TERMINAL BLOCKS, THERMAL MANGEMENT
LC1F4004U7 | CONTACTOR LC1F 4P 500A 240V 50 60HZ | 57981000 | 52710000 | #REF! | Truc | In Price Book | 3.1 TESYS D CONTROL & PROTECTION, TERMINAL BLOCKS, THERMAL MANGEMENT
LC1F4004V7 | CONTACTOR LC1F 4P 500A 400V 50 60HZ | 57981000 | 52710000 | #REF! | Truc | In Price Book | 3.1 TESYS D CONTROL & PROTECTION, TERMINAL BLOCKS, THERMAL MANGEMENT
LC1F400F7 | CONTACTOR | 26312000 | 23920000 | #REF! | Truc | In Price Book | 3.1 TESYS D CONTROL & PROTECTION, TERMINAL BLOCKS, THERMAL MANGEMENT
LC1F400L7 | CONTACTOR | 26312000 | 23920000 | #REF! | Truc | In Price Book | 3.1 TESYS D CONTROL & PROTECTION, TERMINAL BLOCKS, THERMAL MANGEMENT
LC1F400M7 | CONTACTOR | 26312000 | 23920000 | #REF! | Truc | In Price Book | 3.1 TESYS D CONTROL & PROTECTION, TERMINAL BLOCKS, THERMAL MANGEMENT
LC1F400P7 | CONTACTOR | 26312000 | 23920000 | #REF! | Truc | In Price Book | 3.1 TESYS D CONTROL & PROTECTION, TERMINAL BLOCKS, THERMAL MANGEMENT
LC1F400Q7 | CONTACTOR | 26312000 | 23920000 | #REF! | Truc | In Price Book | 3.1 TESYS D CONTROL & PROTECTION, TERMINAL BLOCKS, THERMAL MANGEMENT
LC1F5004F7 | CONTACTOR LC1F 4P 700A 110V 50 60HZ | 77309100 | 70281000 | #REF! | Truc | In Price Book | 3.1 TESYS D CONTROL & PROTECTION, TERMINAL BLOCKS, THERMAL MANGEMENT
LC1F5004FD | CONTACTOR LC1F 4P 700A AC1 110VDC | 80899500 | 73545000 | #REF! | Truc | In Price Book | 3.1 TESYS D CONTROL & PROTECTION, TERMINAL BLOCKS, THERMAL MANGEMENT
LC1F5004M7 | CONTACTOR LC1F 4P 700A 220V 50 60HZ | 77309100 | 70281000 | #REF! | Truc | In Price Book | 3.1 TESYS D CONTROL & PROTECTION, TERMINAL BLOCKS, THERMAL MANGEMENT
LC1F5004P7 | CONTACTOR LC1F 4P 700A 230V 50 60HZ | 77309100 | 70281000 | #REF! | Truc | In Price Book | 3.1 TESYS D CONTROL & PROTECTION, TERMINAL BLOCKS, THERMAL MANGEMENT
LC1F5004V7 | CONTACTOR LC1F 4P 700A 400V 50 60HZ | 77309100 | 70281000 | #REF! | Truc | In Price Book | 3.1 TESYS D CONTROL & PROTECTION, TERMINAL BLOCKS, THERMAL MANGEMENT
LC1F500E7 | CONTACTOR | 36835700 | 33487000 | #REF! | Truc | In Price Book | 3.1 TESYS D CONTROL & PROTECTION, TERMINAL BLOCKS, THERMAL MANGEMENT
LC1F500F7 | CONTACTOR | 36835700 | 33487000 | #REF! | Truc | In Price Book | 3.1 TESYS D CONTROL & PROTECTION, TERMINAL BLOCKS, THERMAL MANGEMENT
LC1F500L7 | CONTACTOR | 36835700 | 33487000 | #REF! | Truc | In Price Book | 3.1 TESYS D CONTROL & PROTECTION, TERMINAL BLOCKS, THERMAL MANGEMENT
LC1F500M7 | CONTACTOR | 36835700 | 33487000 | #REF! | Truc | In Price Book | 3.1 TESYS D CONTROL & PROTECTION, TERMINAL BLOCKS, THERMAL MANGEMENT
LC1F500P7 | CONTACTOR | 36835700 | 33487000 | #REF! | Truc | In Price Book | 3.1 TESYS D CONTROL & PROTECTION, TERMINAL BLOCKS, THERMAL MANGEMENT
LC1F500Q7 | CONTACTOR | 36835700 | 33487000 | #REF! | Truc | In Price Book | 3.1 TESYS D CONTROL & PROTECTION, TERMINAL BLOCKS, THERMAL MANGEMENT
LC1F500R7 | CONTACTOR | 36835700 | 33487000 | #REF! | Truc | In Price Book | 3.1 TESYS D CONTROL & PROTECTION, TERMINAL BLOCKS, THERMAL MANGEMENT
LC1F500U7 | CONTACTOR | 36835700 | 33487000 | #REF! | Truc | In Price Book | 3.1 TESYS D CONTROL & PROTECTION, TERMINAL BLOCKS, THERMAL MANGEMENT
LC1F6304F7 | CONTACTOR LC1F 4P 1000A 110V 50 60HZ | 95027900 | 86389000 | #REF! | Truc | In Price Book | 3.1 TESYS D CONTROL & PROTECTION, TERMINAL BLOCKS, THERMAL MANGEMENT
LC1F6304P7 | CONTACTOR LC1F 4P 1000A 230V 50 60HZ | 95027900 | 86389000 | #REF! | Truc | In Price Book | 3.1 TESYS D CONTROL & PROTECTION, TERMINAL BLOCKS, THERMAL MANGEMENT
LC1F6304U7 | CONTACTOR LC1F 4P 1000A 240V 50 60HZ | 95027900 | 86389000 | #REF! | Truc | In Price Book | 3.1 TESYS D CONTROL & PROTECTION, TERMINAL BLOCKS, THERMAL MANGEMENT
LC1F6304V7 | CONTACTOR LC1F 4P 1000A 400V 50 60HZ | 95027900 | 86389000 | #REF! | Truc | In Price Book | 3.1 TESYS D CONTROL & PROTECTION, TERMINAL BLOCKS, THERMAL MANGEMENT
LC1F630F7 | CONTACTOR | 47360500 | 43055000 | #REF! | Truc | In Price Book | 3.1 TESYS D CONTROL & PROTECTION, TERMINAL BLOCKS, THERMAL MANGEMENT
LC1F630L7 | CONTACTOR | 47360500 | 43055000 | #REF! | Truc | In Price Book | 3.1 TESYS D CONTROL & PROTECTION, TERMINAL BLOCKS, THERMAL MANGEMENT
LC1F630M7 | CONTACTOR | 47360500 | 43055000 | #REF! | Truc | In Price Book | 3.1 TESYS D CONTROL & PROTECTION, TERMINAL BLOCKS, THERMAL MANGEMENT
LC1F630P7 | CONTACTOR | 47360500 | 43055000 | #REF! | Truc | In Price Book | 3.1 TESYS D CONTROL & PROTECTION, TERMINAL BLOCKS, THERMAL MANGEMENT
LC1F630Q7 | CONTACTOR | 47360500 | 43055000 | #REF! | Truc | In Price Book | 3.1 TESYS D CONTROL & PROTECTION, TERMINAL BLOCKS, THERMAL MANGEMENT
LC1F780L7 | CONTACTOR | 92686000 | 84260000 | #REF! | Truc | In Price Book | 3.1 TESYS D CONTROL & PROTECTION, TERMINAL BLOCKS, THERMAL MANGEMENT
LC1F780M7 | CONTACTOR | 92686000 | 84260000 | #REF! | Truc | In Price Book | 3.1 TESYS D CONTROL & PROTECTION, TERMINAL BLOCKS, THERMAL MANGEMENT
LC1F780P7 | CONTACTOR | 92686000 | 84260000 | #REF! | Truc | In Price Book | 3.1 TESYS D CONTROL & PROTECTION, TERMINAL BLOCKS, THERMAL MANGEMENT
LC1F780Q7 | CONTACTOR | 92686000 | 84260000 | #REF! | Truc | In Price Book | 3.1 TESYS D CONTROL & PROTECTION, TERMINAL BLOCKS, THERMAL MANGEMENT
LC1F780R7 | CONTACTOR | 92686000 | 84260000 | #REF! | Truc | In Price Book | 3.1 TESYS D CONTROL & PROTECTION, TERMINAL BLOCKS, THERMAL MANGEMENT
LC1K0601B7 | aCONT 3P+O VIS 24V 50 60HZ | 421300 | 383000 | #REF! | Truc | In Price Book | 3.1 TESYS D CONTROL & PROTECTION, TERMINAL BLOCKS, THERMAL MANGEMENT
LC1K0601E7 | CONT 3P+O VIS 48V 50 60HZ | 421300 | 383000 | #REF! | Truc | In Price Book | 3.1 TESYS D CONTROL & PROTECTION, TERMINAL BLOCKS, THERMAL MANGEMENT
LC1K0601F7 | CONT 3P+O VIS 110V 50 60H | 421300 | 383000 | #REF! | Truc | In Price Book | 3.1 TESYS D CONTROL & PROTECTION, TERMINAL BLOCKS, THERMAL MANGEMENT
LC1K0610B7 | Cont AC 06A 3P + NO 24V Std | 421300 | 383000 | #REF! | Truc | In Price Book | 3.1 TESYS D CONTROL & PROTECTION, TERMINAL BLOCKS, THERMAL MANGEMENT
LC1K0610E7 | Cont AC 06A 3P + NO 48V Std | 421300 | 383000 | #REF! | Truc | In Price Book | 3.1 TESYS D CONTROL & PROTECTION, TERMINAL BLOCKS, THERMAL MANGEMENT
LC1K0610F7 | Cont AC 06A 3P + NO 110V Std | 421300 | 383000 | #REF! | Truc | In Price Book | 3.1 TESYS D CONTROL & PROTECTION, TERMINAL BLOCKS, THERMAL MANGEMENT
LC1K0610V7 | Cont AC 06A 3P + NO 48V Std | 421300 | 383000 | #REF! | Truc | In Price Book | 3.1 TESYS D CONTROL & PROTECTION, TERMINAL BLOCKS, THERMAL MANGEMENT
LC1K0901B7 | 3P CONTACTOR 9A AC3 4KW 1NC 24VAC COIL | 474100 | 431000 | #REF! | Truc | In Price Book | 3.1 TESYS D CONTROL & PROTECTION, TERMINAL BLOCKS, THERMAL MANGEMENT
LC1K0901E7 | MINI CONTACTOR 3P 9A 48VAC | 474100 | 431000 | #REF! | Truc | In Price Book | 3.1 TESYS D CONTROL & PROTECTION, TERMINAL BLOCKS, THERMAL MANGEMENT
LC1K0901F7 | 3P CONTACTOR 9A AC3 4KW 1NC 110VAC COIL | 474100 | 431000 | #REF! | Truc | In Price Book | 3.1 TESYS D CONTROL & PROTECTION, TERMINAL BLOCKS, THERMAL MANGEMENT
LC1K0910B7 | Cont AC 09A 3P + NO 24V Std | 474100 | 431000 | #REF! | Truc | In Price Book | 3.1 TESYS D CONTROL & PROTECTION, TERMINAL BLOCKS, THERMAL MANGEMENT
LC1K0910E7 | 3P CONTACTOR 9A AC3 4KW 1NO 48VAC COIL | 474100 | 431000 | #REF! | Truc | In Price Book | 3.1 TESYS D CONTROL & PROTECTION, TERMINAL BLOCKS, THERMAL MANGEMENT
LC1K0910F7 | 3P CONTACTOR 9A AC3 4KW 1NO 110VAC COIL | 474100 | 431000 | #REF! | Truc | In Price Book | 3.1 TESYS D CONTROL & PROTECTION, TERMINAL BLOCKS, THERMAL MANGEMENT
LC1K1201B7 | CONT 3P+O VIS 24V 50 60HZ | 528000 | 480000 | #REF! | Truc | In Price Book | 3.1 TESYS D CONTROL & PROTECTION, TERMINAL BLOCKS, THERMAL MANGEMENT
LC1K1201E7 | CONT 3P+O VIS 48V 50 60HZ | 528000 | 480000 | #REF! | Truc | In Price Book | 3.1 TESYS D CONTROL & PROTECTION, TERMINAL BLOCKS, THERMAL MANGEMENT
LC1K1201F7 | CONT 3P+O VIS 110V50 60HZ | 528000 | 480000 | #REF! | Truc | In Price Book | 3.1 TESYS D CONTROL & PROTECTION, TERMINAL BLOCKS, THERMAL MANGEMENT
LC1K1210B7 | CONT 3P+F VIS 24V 50 60HZ | 528000 | 480000 | #REF! | Truc | In Price Book | 3.1 TESYS D CONTROL & PROTECTION, TERMINAL BLOCKS, THERMAL MANGEMENT
LC1K1210E7 | CONT 3P+F VIS 48V 50 60HZ | 528000 | 480000 | #REF! | Truc | In Price Book | 3.1 TESYS D CONTROL & PROTECTION, TERMINAL BLOCKS, THERMAL MANGEMENT
LC1K1210F7 | CONT 3P+F VIS 110V50 60HZ | 528000 | 480000 | #REF! | Truc | In Price Book | 3.1 TESYS D CONTROL & PROTECTION, TERMINAL BLOCKS, THERMAL MANGEMENT
LC1K1601B7 | CONTACTOR | 600600 | 546000 | #REF! | Truc | In Price Book | 3.1 TESYS D CONTROL & PROTECTION, TERMINAL BLOCKS, THERMAL MANGEMENT
LC1K1601F7 | CONTACTOR | 600600 | 546000 | #REF! | Truc | In Price Book | 3.1 TESYS D CONTROL & PROTECTION, TERMINAL BLOCKS, THERMAL MANGEMENT
LC1K1610B7 | CONT 3P+F VIS 24V 50 60HZ | 600600 | 546000 | #REF! | Truc | In Price Book | 3.1 TESYS D CONTROL & PROTECTION, TERMINAL BLOCKS, THERMAL MANGEMENT
LC1K1610F7 | CONT 3P+F VIS 110V50 60HZ | 600600 | 546000 | #REF! | Truc | In Price Book | 3.1 TESYS D CONTROL & PROTECTION, TERMINAL BLOCKS, THERMAL MANGEMENT
LP1K0601BD | CONT 3P+O VIS 24V DC | 779900 | 709000 | #REF! | Truc | In Price Book | 3.1 TESYS D CONTROL & PROTECTION, TERMINAL BLOCKS, THERMAL MANGEMENT
LP1K0601ED | CONT 3P+O VIS 48V DC | 779900 | 709000 | #REF! | Truc | In Price Book | 3.1 TESYS D CONTROL & PROTECTION, TERMINAL BLOCKS, THERMAL MANGEMENT
LP1K0601FD | CONTACTOR | 779900 | 709000 | #REF! | Truc | In Price Book | 3.1 TESYS D CONTROL & PROTECTION, TERMINAL BLOCKS, THERMAL MANGEMENT
LP1K0601MD | CONTACTOR | 779900 | 709000 | #REF! | Truc | In Price Book | 3.1 TESYS D CONTROL & PROTECTION, TERMINAL BLOCKS, THERMAL MANGEMENT
LP1K0610BD | 3P CONTACTOR 6A AC3 2.2KW 24VDC COIL | 779900 | 709000 | #REF! | Truc | In Price Book | 3.1 TESYS D CONTROL & PROTECTION, TERMINAL BLOCKS, THERMAL MANGEMENT
LP1K0610ED | CONTACTOR | 779900 | 709000 | #REF! | Truc | In Price Book | 3.1 TESYS D CONTROL & PROTECTION, TERMINAL BLOCKS, THERMAL MANGEMENT
LP1K0610FD | CONTACTOR | 779900 | 709000 | #REF! | Truc | In Price Book | 3.1 TESYS D CONTROL & PROTECTION, TERMINAL BLOCKS, THERMAL MANGEMENT
LP1K0610JD | CONTACTOR | 779900 | 709000 | #REF! | Truc | In Price Book | 3.1 TESYS D CONTROL & PROTECTION, TERMINAL BLOCKS, THERMAL MANGEMENT
LP1K0610MD | CONTACTOR | 779900 | 709000 | #REF! | Truc | In Price Book | 3.1 TESYS D CONTROL & PROTECTION, TERMINAL BLOCKS, THERMAL MANGEMENT
LP1K0901BD | CONT 3P+O VIS 24V DC | 841500 | 765000 | #REF! | Truc | In Price Book | 3.1 TESYS D CONTROL & PROTECTION, TERMINAL BLOCKS, THERMAL MANGEMENT
LP1K0901ED | CONT 3P+O VIS 48V DC | 841500 | 765000 | #REF! | Truc | In Price Book | 3.1 TESYS D CONTROL & PROTECTION, TERMINAL BLOCKS, THERMAL MANGEMENT
LP1K0901FD | CONT 3P+O VIS 110V DC | 841500 | 765000 | #REF! | Truc | In Price Book | 3.1 TESYS D CONTROL & PROTECTION, TERMINAL BLOCKS, THERMAL MANGEMENT
LP1K0901JD | CONT 3P+O VIS 12V DC | 841500 | 765000 | #REF! | Truc | In Price Book | 3.1 TESYS D CONTROL & PROTECTION, TERMINAL BLOCKS, THERMAL MANGEMENT
LP1K0901MD | CONT 3P+O VIS 220V DC | 841500 | 765000 | #REF! | Truc | In Price Book | 3.1 TESYS D CONTROL & PROTECTION, TERMINAL BLOCKS, THERMAL MANGEMENT
LP1K0910BD | CONT 3P+F VIS 24V DC | 841500 | 765000 | #REF! | Truc | In Price Book | 3.1 TESYS D CONTROL & PROTECTION, TERMINAL BLOCKS, THERMAL MANGEMENT
LP1K0910ED | CONTACTOR | 841500 | 765000 | #REF! | Truc | In Price Book | 3.1 TESYS D CONTROL & PROTECTION, TERMINAL BLOCKS, THERMAL MANGEMENT
LP1K0910FD | CONTACTOR | 841500 | 765000 | #REF! | Truc | In Price Book | 3.1 TESYS D CONTROL & PROTECTION, TERMINAL BLOCKS, THERMAL MANGEMENT
LP1K0910JD | CONTACTOR | 841500 | 765000 | #REF! | Truc | In Price Book | 3.1 TESYS D CONTROL & PROTECTION, TERMINAL BLOCKS, THERMAL MANGEMENT
LP1K0910MD | CONTACTOR | 841500 | 765000 | #REF! | Truc | In Price Book | 3.1 TESYS D CONTROL & PROTECTION, TERMINAL BLOCKS, THERMAL MANGEMENT
LP1K1201BD | CONT 3P+O VIS 24V DC | 928400 | 844000 | #REF! | Truc | In Price Book | 3.1 TESYS D CONTROL & PROTECTION, TERMINAL BLOCKS, THERMAL MANGEMENT
LP1K1201FD | CONT 3P+O VIS 110V DC | 928400 | 844000 | #REF! | Truc | In Price Book | 3.1 TESYS D CONTROL & PROTECTION, TERMINAL BLOCKS, THERMAL MANGEMENT
LP1K1210BD | 3P CONTACTOR 12A AC3 | 928400 | 844000 | #REF! | Truc | In Price Book | 3.1 TESYS D CONTROL & PROTECTION, TERMINAL BLOCKS, THERMAL MANGEMENT
LP1K1210ED | CONTACTOR | 928400 | 844000 | #REF! | Truc | In Price Book | 3.1 TESYS D CONTROL & PROTECTION, TERMINAL BLOCKS, THERMAL MANGEMENT
LP1K1210FD | CONTACTOR | 928400 | 844000 | #REF! | Truc | In Price Book | 3.1 TESYS D CONTROL & PROTECTION, TERMINAL BLOCKS, THERMAL MANGEMENT
LP1K1210JD | CONTACTOR | 928400 | 844000 | #REF! | Truc | In Price Book | 3.1 TESYS D CONTROL & PROTECTION, TERMINAL BLOCKS, THERMAL MANGEMENT
LP1K1210MD | CONTACTOR | 928400 | 844000 | #REF! | Truc | In Price Book | 3.1 TESYS D CONTROL & PROTECTION, TERMINAL BLOCKS, THERMAL MANGEMENT
LR2K0301 | TESYS K OVERLOAD RELAY CL10 0.11 - 0.16A | 1124200 | 1022000 | #REF! | Truc | In Price Book | 3.1 TESYS D CONTROL & PROTECTION, TERMINAL BLOCKS, THERMAL MANGEMENT
LR2K0302 | TESYS K OVERLOAD RELAY CL10 0.16 - 0.23A | 1124200 | 1022000 | #REF! | Truc | In Price Book | 3.1 TESYS D CONTROL & PROTECTION, TERMINAL BLOCKS, THERMAL MANGEMENT
LR2K0303 | TESYS K OVERLOAD RELAY CL10 0.23 - 0.36A | 1124200 | 1022000 | #REF! | Truc | In Price Book | 3.1 TESYS D CONTROL & PROTECTION, TERMINAL BLOCKS, THERMAL MANGEMENT
LR2K0304 | TESYS K OVERLOAD RELAY CL10 0.36 - 0.54A | 1124200 | 1022000 | #REF! | Truc | In Price Book | 3.1 TESYS D CONTROL & PROTECTION, TERMINAL BLOCKS, THERMAL MANGEMENT
LR2K0305 | TESYS K OVERLOAD RELAY CL10 0.54 - 0.8A | 1124200 | 1022000 | #REF! | Truc | In Price Book | 3.1 TESYS D CONTROL & PROTECTION, TERMINAL BLOCKS, THERMAL MANGEMENT
LR2K0306 | TESYS K OVERLOAD RELAY CL10 0.8 - 1.2A | 1124200 | 1022000 | #REF! | Truc | In Price Book | 3.1 TESYS D CONTROL & PROTECTION, TERMINAL BLOCKS, THERMAL MANGEMENT
LR2K0307 | TESYS K OVERLOAD RELAY CL10 1.2 - 1.8A | 1124200 | 1022000 | #REF! | Truc | In Price Book | 3.1 TESYS D CONTROL & PROTECTION, TERMINAL BLOCKS, THERMAL MANGEMENT
LR2K0308 | TESYS K OVERLOAD RELAY CL10 1.8 - 2.6A | 1124200 | 1022000 | #REF! | Truc | In Price Book | 3.1 TESYS D CONTROL & PROTECTION, TERMINAL BLOCKS, THERMAL MANGEMENT
LR2K0310 | TESYS K OVERLOAD RELAY CL10 2.6 - 3.7A | 1124200 | 1022000 | #REF! | Truc | In Price Book | 3.1 TESYS D CONTROL & PROTECTION, TERMINAL BLOCKS, THERMAL MANGEMENT
LR2K0312 | TESYS K OVERLOAD RELAY CL10 3.7 - 5.5A | 1124200 | 1022000 | #REF! | Truc | In Price Book | 3.1 TESYS D CONTROL & PROTECTION, TERMINAL BLOCKS, THERMAL MANGEMENT
LR2K0314 | TESYS K OVERLOAD RELAY CL10 5.5 - 8A | 1124200 | 1022000 | #REF! | Truc | In Price Book | 3.1 TESYS D CONTROL & PROTECTION, TERMINAL BLOCKS, THERMAL MANGEMENT
LR2K0316 | TESYS K OVERLOAD RELAY CL10 8 - 11.5A | 1124200 | 1022000 | #REF! | Truc | In Price Book | 3.1 TESYS D CONTROL & PROTECTION, TERMINAL BLOCKS, THERMAL MANGEMENT
LR2K0321 | RELAY | 1251800 | 1138000 | #REF! | Truc | In Price Book | 3.1 TESYS D CONTROL & PROTECTION, TERMINAL BLOCKS, THERMAL MANGEMENT
LR2K0322 | RELAY | 1251800 | 1138000 | #REF! | Truc | In Price Book | 3.1 TESYS D CONTROL & PROTECTION, TERMINAL BLOCKS, THERMAL MANGEMENT
LR97D015B | ELECTR.RELAY 0,3A 1,5A 24V AC DC | 2675200 | 2432000 | #REF! | Truc | In Price Book | 3.1 TESYS D CONTROL & PROTECTION, TERMINAL BLOCKS, THERMAL MANGEMENT
LR97D015F7 | ELECTR.RELAY 0,3 A 1,5A 110V AC | 2675200 | 2432000 | #REF! | Truc | In Price Book | 3.1 TESYS D CONTROL & PROTECTION, TERMINAL BLOCKS, THERMAL MANGEMENT
LR97D015M7 | ELECTR. RELAY 0, . A 1 , 5A 220V AC | 2675200 | 2432000 | #REF! | Truc | In Price Book | 3.1 TESYS D CONTROL & PROTECTION, TERMINAL BLOCKS, THERMAL MANGEMENT
LR97D07B | ELECTR.RELAY 1,2 A 7A 24V AC DC | 2835800 | 2578000 | #REF! | Truc | In Price Book | 3.1 TESYS D CONTROL & PROTECTION, TERMINAL BLOCKS, THERMAL MANGEMENT
LR97D07E | ELECTR.RELAY 1,2 A 7A 48V AC DC | 2835800 | 2578000 | #REF! | Truc | In Price Book | 3.1 TESYS D CONTROL & PROTECTION, TERMINAL BLOCKS, THERMAL MANGEMENT
LR97D07F7 | ELECTR.RELAY 1,2 A 7A 110V AC | 2835800 | 2578000 | #REF! | Truc | In Price Book | 3.1 TESYS D CONTROL & PROTECTION, TERMINAL BLOCKS, THERMAL MANGEMENT
LR97D07M7 | ELECTR.RELAY 1,2 A 7A 220 AC | 2835800 | 2578000 | #REF! | Truc | In Price Book | 3.1 TESYS D CONTROL & PROTECTION, TERMINAL BLOCKS, THERMAL MANGEMENT
LR97D25B | ELECTR.RELAY 5 A 25A 24V AC DC | 3142700 | 2857000 | #REF! | Truc | In Price Book | 3.1 TESYS D CONTROL & PROTECTION, TERMINAL BLOCKS, THERMAL MANGEMENT
LR97D25F7 | ELECTR.RELAY 5 A 25A 110 AC | 3142700 | 2857000 | #REF! | Truc | In Price Book | 3.1 TESYS D CONTROL & PROTECTION, TERMINAL BLOCKS, THERMAL MANGEMENT
LR97D25M7 | ELECTR.RELAY 5 A 25A 220V AC | 3142700 | 2857000 | #REF! | Truc | In Price Book | 3.1 TESYS D CONTROL & PROTECTION, TERMINAL BLOCKS, THERMAL MANGEMENT
LR97D38B | ELECTR. RELAY 20 A 38A 24V AC DC | 3496900 | 3179000 | #REF! | Truc | In Price Book | 3.1 TESYS D CONTROL & PROTECTION, TERMINAL BLOCKS, THERMAL MANGEMENT
LR97D38F7 | ELECTR. RELAY 20 A 38A 110V AC | 3496900 | 3179000 | #REF! | Truc | In Price Book | 3.1 TESYS D CONTROL & PROTECTION, TERMINAL BLOCKS, THERMAL MANGEMENT
LR97D38M7 | ELECTR.RELAY 20 A 38A 220V AC | 3496900 | 3179000 | #REF! | Truc | In Price Book | 3.1 TESYS D CONTROL & PROTECTION, TERMINAL BLOCKS, THERMAL MANGEMENT
LR9F5357 | THERMAL OVERLOAD RELAY | 8861600 | 8056000 | #REF! | Truc | In Price Book | 3.1 TESYS D CONTROL & PROTECTION, TERMINAL BLOCKS, THERMAL MANGEMENT
LR9F5363 | THERMAL OVERLOAD RELAY | 9031000 | 8210000 | #REF! | Truc | In Price Book | 3.1 TESYS D CONTROL & PROTECTION, TERMINAL BLOCKS, THERMAL MANGEMENT
LR9F5367 | THERMAL OVERLOAD RELAY | 9422600 | 8566000 | #REF! | Truc | In Price Book | 3.1 TESYS D CONTROL & PROTECTION, TERMINAL BLOCKS, THERMAL MANGEMENT
LR9F5369 | THERMAL OVERLOAD RELAY | 9816400 | 8924000 | #REF! | Truc | In Price Book | 3.1 TESYS D CONTROL & PROTECTION, TERMINAL BLOCKS, THERMAL MANGEMENT
LR9F5371 | THERMAL OVERLOAD RELAY | 12419000 | 11290000 | #REF! | Truc | In Price Book | 3.1 TESYS D CONTROL & PROTECTION, TERMINAL BLOCKS, THERMAL MANGEMENT
LR9F7375 | THERMAL OVERLOAD RELAY | 15191000 | 13810000 | #REF! | Truc | In Price Book | 3.1 TESYS D CONTROL & PROTECTION, TERMINAL BLOCKS, THERMAL MANGEMENT
LR9F7379 | THERMAL OVERLOAD RELAY | 20575500 | 18705000 | #REF! | Truc | In Price Book | 3.1 TESYS D CONTROL & PROTECTION, TERMINAL BLOCKS, THERMAL MANGEMENT
LR9F7381 | THERMAL OVERLOAD RELAY | 22363000 | 20330000 | #REF! | Truc | In Price Book | 3.1 TESYS D CONTROL & PROTECTION, TERMINAL BLOCKS, THERMAL MANGEMENT
LRD01 | TESYS D THERMAL OVERLOAD 0.1-0.16A CL10A | 541200 | 492000 | #REF! | Truc | In Price Book | 3.1 TESYS D CONTROL & PROTECTION, TERMINAL BLOCKS, THERMAL MANGEMENT
LRD02 | TESYS D THERAL OVERLOAD 0.16-0.25A CL10A | 541200 | 492000 | #REF! | Truc | In Price Book | 3.1 TESYS D CONTROL & PROTECTION, TERMINAL BLOCKS, THERMAL MANGEMENT
LRD03 | TESYS D THERMAL OVERLOAD 0.25-0.4A CL10A | 541200 | 492000 | #REF! | Truc | In Price Book | 3.1 TESYS D CONTROL & PROTECTION, TERMINAL BLOCKS, THERMAL MANGEMENT
LRD04 | TESYS D THERMAL OVERLOAD 0.4-0.63A CL10A | 541200 | 492000 | #REF! | Truc | In Price Book | 3.1 TESYS D CONTROL & PROTECTION, TERMINAL BLOCKS, THERMAL MANGEMENT
LRD05 | TESYS D THERMAL OVERLOAD 0.63-1.0A CL10A | 541200 | 492000 | #REF! | Truc | In Price Book | 3.1 TESYS D CONTROL & PROTECTION, TERMINAL BLOCKS, THERMAL MANGEMENT
LRD06 | TESYS D THERMAL OVERLOAD 1.0-1.7A CL10A | 541200 | 492000 | #REF! | Truc | In Price Book | 3.1 TESYS D CONTROL & PROTECTION, TERMINAL BLOCKS, THERMAL MANGEMENT
LRD07 | TESYS D THERMAL OVERLOAD 1.6-2.5A CL10A | 541200 | 492000 | #REF! | Truc | In Price Book | 3.1 TESYS D CONTROL & PROTECTION, TERMINAL BLOCKS, THERMAL MANGEMENT
LRD08 | TESYS D THERMAL OVERLOAD 2.5-4.0A CL10A | 541200 | 492000 | #REF! | Truc | In Price Book | 3.1 TESYS D CONTROL & PROTECTION, TERMINAL BLOCKS, THERMAL MANGEMENT
LRD10 | TESYS D THERMAL OVERLOAD 4.0-6.0A CL10A | 541200 | 492000 | #REF! | Truc | In Price Book | 3.1 TESYS D CONTROL & PROTECTION, TERMINAL BLOCKS, THERMAL MANGEMENT
LRD12 | TESYS D THERMAL OVERLOAD 5.5-8.0A CL10A | 541200 | 492000 | #REF! | Truc | In Price Book | 3.1 TESYS D CONTROL & PROTECTION, TERMINAL BLOCKS, THERMAL MANGEMENT
LRD14 | TESYS D THERMAL OVERLOAD 7.0-10A CL10A | 541200 | 492000 | #REF! | Truc | In Price Book | 3.1 TESYS D CONTROL & PROTECTION, TERMINAL BLOCKS, THERMAL MANGEMENT
LRD16 | TESYS D THERMAL OVERLOAD 9-13A CL10A | 541200 | 492000 | #REF! | Truc | In Price Book | 3.1 TESYS D CONTROL & PROTECTION, TERMINAL BLOCKS, THERMAL MANGEMENT
LRD21 | TESYS D THERMAL OVERLOAD 12-18A CL10A | 594000 | 540000 | #REF! | Truc | In Price Book | 3.1 TESYS D CONTROL & PROTECTION, TERMINAL BLOCKS, THERMAL MANGEMENT
LRD22 | TESYS D THERMAL OVERLOAD 16-24A CL10A | 621500 | 565000 | #REF! | Truc | In Price Book | 3.1 TESYS D CONTROL & PROTECTION, TERMINAL BLOCKS, THERMAL MANGEMENT
LRD313 | THERMAL OVERLOAD 9-13A CL10A EVERLINK | 1878800 | 1708000 | #REF! | Truc | In Price Book | 3.1 TESYS D CONTROL & PROTECTION, TERMINAL BLOCKS, THERMAL MANGEMENT
LRD318 | THERMAL OVERLOAD 12-18A CL10A EVERLINK | 1939300 | 1763000 | #REF! | Truc | In Price Book | 3.1 TESYS D CONTROL & PROTECTION, TERMINAL BLOCKS, THERMAL MANGEMENT
LRD32 | TESYS D THERMAL OVERLOAD 23-32A CL10A | 808500 | 735000 | #REF! | Truc | In Price Book | 3.1 TESYS D CONTROL & PROTECTION, TERMINAL BLOCKS, THERMAL MANGEMENT
LRD325 | THERMAL OVERLOAD 17-25A CL10A EVERLINK | 2000900 | 1819000 | #REF! | Truc | In Price Book | 3.1 TESYS D CONTROL & PROTECTION, TERMINAL BLOCKS, THERMAL MANGEMENT
LRD332 | THERMAL OVERLOAD 23-32A CL10A EVERLINK | 2198900 | 1999000 | #REF! | Truc | In Price Book | 3.1 TESYS D CONTROL & PROTECTION, TERMINAL BLOCKS, THERMAL MANGEMENT
LRD3365 | THERMAL OVERLOAD 80-104A FITS D115-D150 | 3325300 | 3023000 | #REF! | Truc | In Price Book | 3.1 TESYS D CONTROL & PROTECTION, TERMINAL BLOCKS, THERMAL MANGEMENT
LRD340 | THERMAL OVERLOAD 30-40A CL10A EVERLINK | 2126300 | 1933000 | #REF! | Truc | In Price Book | 3.1 TESYS D CONTROL & PROTECTION, TERMINAL BLOCKS, THERMAL MANGEMENT
LRD35 | TESYS D THERMAL OVERLOAD 30-38A CL10A | 816200 | 742000 | #REF! | Truc | In Price Book | 3.1 TESYS D CONTROL & PROTECTION, TERMINAL BLOCKS, THERMAL MANGEMENT
LRD350 | THERMAL OVERLOAD 37-50A CL10A EVERLINK | 2461800 | 2238000 | #REF! | Truc | In Price Book | 3.1 TESYS D CONTROL & PROTECTION, TERMINAL BLOCKS, THERMAL MANGEMENT
LRD365 | THERMAL OVERLOAD 48-65A CL10A EVERLINK | 2563000 | 2330000 | #REF! | Truc | In Price Book | 3.1 TESYS D CONTROL & PROTECTION, TERMINAL BLOCKS, THERMAL MANGEMENT
LRD380 | THERMAL OVERLOAD 62-80A CL10A EVERLINK | 3325300 | 3023000 | #REF! | Truc | In Price Book | 3.1 TESYS D CONTROL & PROTECTION, TERMINAL BLOCKS, THERMAL MANGEMENT
LRD4365 | OVERLOAD RELAY | 4722300 | 4293000 | #REF! | Truc | In Price Book | 3.1 TESYS D CONTROL & PROTECTION, TERMINAL BLOCKS, THERMAL MANGEMENT
LRD4367 | OVERLOAD RELAY | 5192000 | 4720000 | #REF! | Truc | In Price Book | 3.1 TESYS D CONTROL & PROTECTION, TERMINAL BLOCKS, THERMAL MANGEMENT
LRD4369 | OVERLOAD RELAY | 5336100 | 4851000 | #REF! | Truc | In Price Book | 3.1 TESYS D CONTROL & PROTECTION, TERMINAL BLOCKS, THERMAL MANGEMENT
LRE01 | THERMAL OVERLOAD RELAY TESYSE 0,1..0,16A | 344300 | 313000 | #REF! | Truc | In Price Book | 2.7 EASYPACT TVS
LRE02 | THERMAL OVERLOAD RELAY TESYSE 0,16..0,25 | 341000 | 310000 | #REF! | Truc | In Price Book | 2.7 EASYPACT TVS
LRE03 | THERMAL OVERLOAD RELAY TESYSE 0,25..0,4A | 341000 | 310000 | #REF! | Truc | In Price Book | 2.7 EASYPACT TVS
LRE04 | THERMAL OVERLOAD RELAY TESYSE 0,4..0,63A | 341000 | 310000 | #REF! | Truc | In Price Book | 2.7 EASYPACT TVS
LRE05 | THERMAL OVERLOAD RELAY TESYS E 0,63...1A | 341000 | 310000 | #REF! | Truc | In Price Book | 2.7 EASYPACT TVS
LRE06 | THERMAL OVERLOAD RELAY TESYS E 1...1,6A | 341000 | 310000 | #REF! | Truc | In Price Book | 2.7 EASYPACT TVS
LRE07 | THERMAL OVERLOAD RELAY TESYS E 1,6..2,5A | 341000 | 310000 | #REF! | Truc | In Price Book | 2.7 EASYPACT TVS
LRE08 | THERMAL OVERLOAD RELAY TESYS E 2,5...4A | 341000 | 310000 | #REF! | Truc | In Price Book | 2.7 EASYPACT TVS
LRE10 | THERMAL OVERLOAD RELAY TESYS E 4...6A | 341000 | 310000 | #REF! | Truc | In Price Book | 2.7 EASYPACT TVS
LRE12 | THERMAL OVERLOAD RELAY TESYS E 5,5...8A | 341000 | 310000 | #REF! | Truc | In Price Book | 2.7 EASYPACT TVS
LRE14 | THERMAL OVERLOAD RELAY TESYS E 7...10A | 345400 | 314000 | #REF! | Truc | In Price Book | 2.7 EASYPACT TVS
LRE16 | THERMAL OVERLOAD RELAY TESYS E 9...13A | 344300 | 313000 | #REF! | Truc | In Price Book | 2.7 EASYPACT TVS
LRE21 | THERMAL OVERLOAD RELAY TESYS E 12...18A | 344300 | 313000 | #REF! | Truc | In Price Book | 2.7 EASYPACT TVS
LRE22 | THERMAL OVERLOAD RELAY TESYS E 16...24A | 344300 | 313000 | #REF! | Truc | In Price Book | 2.7 EASYPACT TVS
LRE32 | THERMAL OVERLOAD RELAY TESYS E 23...32A | 344300 | 313000 | #REF! | Truc | In Price Book | 2.7 EASYPACT TVS
LRE322 | THERMAL OVERLOAD RELAY TESYS E 17...25A | 688600 | 626000 | #REF! | Truc | In Price Book | 2.7 EASYPACT TVS
LRE35 | THERMAL OVERLOAD RELAY TESYS E 30...38A | 376200 | 342000 | #REF! | Truc | In Price Book | 2.7 EASYPACT TVS
LRE353 | THERMAL OVERLOAD RELAY TESYS E 23...32A | 688600 | 626000 | #REF! | Truc | In Price Book | 2.7 EASYPACT TVS
LRE355 | THERMAL OVERLOAD RELAY TESYS E 30...40A | 698500 | 635000 | #REF! | Truc | In Price Book | 2.7 EASYPACT TVS
LRE357 | THERMAL OVERLOAD RELAY TESYS E 37...50A | 695200 | 632000 | #REF! | Truc | In Price Book | 2.7 EASYPACT TVS
LRE359 | THERMAL OVERLOAD RELAY TESYS E 48...65A | 695200 | 632000 | #REF! | Truc | In Price Book | 2.7 EASYPACT TVS
LRE361 | THERMAL OVERLOAD RELAY TESYS E 55...70A | 1988800 | 1808000 | #REF! | Truc | In Price Book | 2.7 EASYPACT TVS
LRE363 | THERMAL OVERLOAD RELAY TESYS E 63...80A | 1969000 | 1790000 | #REF! | Truc | In Price Book | 2.7 EASYPACT TVS
LRE365 | THERMAL OVERLOAD RELAY TESYS E 80...104A | 2007500 | 1825000 | #REF! | Truc | In Price Book | 2.7 EASYPACT TVS
LRE480 | THERMAL OVERLOAD RELAY TESYS E 51...81A | 2103200 | 1912000 | #REF! | Truc | In Price Book | 2.7 EASYPACT TVS
LRE481 | THERMAL OVERLOAD RELAY TESYS E 62...99A | 2103200 | 1912000 | #REF! | Truc | In Price Book | 2.7 EASYPACT TVS
LRE482 | THERMAL OVERLOAD RELAY TESYS E 84...135A | 3077800 | 2798000 | #REF! | Truc | In Price Book | 2.7 EASYPACT TVS
LRE483 | THERMAL OVERLOAD RELAY TESYS E 124...198 | 3166900 | 2879000 | #REF! | Truc | In Price Book | 2.7 EASYPACT TVS
LRE484 | THERMAL OVERLOAD RELAY TESYS E 146...234 | 3166900 | 2879000 | #REF! | Truc | In Price Book | 2.7 EASYPACT TVS
LRE485 | THERMAL OVERLOAD RELAY TESYS E 174...279 | 4478100 | 4071000 | #REF! | Truc | In Price Book | 2.7 EASYPACT TVS
LRE486 | THERMAL OVERLOAD RELAY TESYS E 208...333 | 4478100 | 4071000 | #REF! | Truc | In Price Book | 2.7 EASYPACT TVS
LRE487 | THERMAL OVERLOAD RELAY TESYS E 259#414 | 4754200 | 4322000 | #REF! | Truc | In Price Book | 2.7 EASYPACT TVS
LRE488 | THERMAL OVERLOAD RELAY TESYS E 321#513 | 6323900 | 5749000 | #REF! | Truc | In Price Book | 2.7 EASYPACT TVS
LRE489 | THERMAL OVERLOAD RELAY TESYS E 394#630 | 7341400 | 6674000 | #REF! | Truc | In Price Book | 2.7 EASYPACT TVS
LT4706BS | ELECTR. RELAY 0,5 A 6A 24V AC DC MAN. | 1884300 | 1713000 | #REF! | Truc | In Price Book | 3.1 TESYS D CONTROL & PROTECTION, TERMINAL BLOCKS, THERMAL MANGEMENT
LT4706M7A | ELECTR. RELAY 0,5 A 6A 220V AC AUTO R | 1884300 | 1713000 | #REF! | Truc | In Price Book | 3.1 TESYS D CONTROL & PROTECTION, TERMINAL BLOCKS, THERMAL MANGEMENT
LT4706M7S | ELECTR. RELAY 0,5 A 6A 220V AC MAN. RE | 1884300 | 1713000 | #REF! | Truc | In Price Book | 3.1 TESYS D CONTROL & PROTECTION, TERMINAL BLOCKS, THERMAL MANGEMENT
LT4730BA | RELAY | 2083400 | 1894000 | #REF! | Truc | In Price Book | 3.1 TESYS D CONTROL & PROTECTION, TERMINAL BLOCKS, THERMAL MANGEMENT
LT4730BS | ELECTR. RELAY 3 A 30A 24V AC DC MAN. | 2083400 | 1894000 | #REF! | Truc | In Price Book | 3.1 TESYS D CONTROL & PROTECTION, TERMINAL BLOCKS, THERMAL MANGEMENT
LT4730M7A | RELAY | 2083400 | 1894000 | #REF! | Truc | In Price Book | 3.1 TESYS D CONTROL & PROTECTION, TERMINAL BLOCKS, THERMAL MANGEMENT
LT4730M7S | ELECTR. RELAY 3 A 30A 220V AC MAN. R | 2083400 | 1894000 | #REF! | Truc | In Price Book | 3.1 TESYS D CONTROL & PROTECTION, TERMINAL BLOCKS, THERMAL MANGEMENT
LT4760BA | RELAY | 2326500 | 2115000 | #REF! | Truc | In Price Book | 3.1 TESYS D CONTROL & PROTECTION, TERMINAL BLOCKS, THERMAL MANGEMENT
LT4760BS | ELECTR.RELAY 5A 60A 24V AC DC MAN. | 2326500 | 2115000 | #REF! | Truc | In Price Book | 3.1 TESYS D CONTROL & PROTECTION, TERMINAL BLOCKS, THERMAL MANGEMENT
LT4760M7A | RELAY | 2326500 | 2115000 | #REF! | Truc | In Price Book | 3.1 TESYS D CONTROL & PROTECTION, TERMINAL BLOCKS, THERMAL MANGEMENT
LT4760M7S | ELECTR. RELAY 5A 60A 220V AC MAN. R | 2326500 | 2115000 | #REF! | Truc | In Price Book | 3.1 TESYS D CONTROL & PROTECTION, TERMINAL BLOCKS, THERMAL MANGEMENT
LU2B12B | REVERSER 12A 24V AC | 13042700 | 11857000 | #REF! | Truc | In Price Book | 3.1 TESYS D CONTROL & PROTECTION, TERMINAL BLOCKS, THERMAL MANGEMENT
LU2B12BL | REVERSER 12A 24VDC | 13042700 | 11857000 | #REF! | Truc | In Price Book | 3.1 TESYS D CONTROL & PROTECTION, TERMINAL BLOCKS, THERMAL MANGEMENT
LU2B12ES | REVERSER 12A 48-72V AC/DC | 13042700 | 11857000 | #REF! | Truc | In Price Book | 3.1 TESYS D CONTROL & PROTECTION, TERMINAL BLOCKS, THERMAL MANGEMENT
LU2B12FU | REVERSER 12A 110-240V AC/DC | 13042700 | 11857000 | #REF! | Truc | In Price Book | 3.1 TESYS D CONTROL & PROTECTION, TERMINAL BLOCKS, THERMAL MANGEMENT
LU2B32B | REVERSER 32A 24V AC | 14722400 | 13384000 | #REF! | Truc | In Price Book | 3.1 TESYS D CONTROL & PROTECTION, TERMINAL BLOCKS, THERMAL MANGEMENT
LU2B32BL | REVERSER 32A 24VDC | 14722400 | 13384000 | #REF! | Truc | In Price Book | 3.1 TESYS D CONTROL & PROTECTION, TERMINAL BLOCKS, THERMAL MANGEMENT
LU2B32ES | REVERSER 32A 48-72V AC/DC | 14722400 | 13384000 | #REF! | Truc | In Price Book | 3.1 TESYS D CONTROL & PROTECTION, TERMINAL BLOCKS, THERMAL MANGEMENT
LU2B32FU | REVERSER 32A 110-240V AC/DC | 14722400 | 13384000 | #REF! | Truc | In Price Book | 3.1 TESYS D CONTROL & PROTECTION, TERMINAL BLOCKS, THERMAL MANGEMENT
LUA1C11 | FAULT READY AUX CONTACT | 827200 | 752000 | #REF! | Truc | In Price Book | 3.1 TESYS D CONTROL & PROTECTION, TERMINAL BLOCKS, THERMAL MANGEMENT
LUA1C20 | FAULT READY AUX CONTACT | 827200 | 752000 | #REF! | Truc | In Price Book | 3.1 TESYS D CONTROL & PROTECTION, TERMINAL BLOCKS, THERMAL MANGEMENT
LUB12 | SCREW CLAMP BASE 12A | 3657500 | 3325000 | #REF! | Truc | In Price Book | 3.1 TESYS D CONTROL & PROTECTION, TERMINAL BLOCKS, THERMAL MANGEMENT
LUB32 | SCREW CLAMP BASE 32A | 5315200 | 4832000 | #REF! | Truc | In Price Book | 3.1 TESYS D CONTROL & PROTECTION, TERMINAL BLOCKS, THERMAL MANGEMENT
LUCA05B | STD CONTROL 1.25-5A 24VAC | 2407900 | 2189000 | #REF! | Truc | In Price Book | 3.1 TESYS D CONTROL & PROTECTION, TERMINAL BLOCKS, THERMAL MANGEMENT
LUCA05BL | STD CONTROL 1.25-5A 24VDC | 2407900 | 2189000 | #REF! | Truc | In Price Book | 3.1 TESYS D CONTROL & PROTECTION, TERMINAL BLOCKS, THERMAL MANGEMENT
LUCA05ES | STD CONTROL 1.25-5A 48-72V | 2407900 | 2189000 | #REF! | Truc | In Price Book | 3.1 TESYS D CONTROL & PROTECTION, TERMINAL BLOCKS, THERMAL MANGEMENT
LUCA05FU | STD CONTROL 1.25-5A 110-240V | 2407900 | 2189000 | #REF! | Truc | In Price Book | 3.1 TESYS D CONTROL & PROTECTION, TERMINAL BLOCKS, THERMAL MANGEMENT
LUCA12B | STD CONTROL 3-12A 24VAC | 2699400 | 2454000 | #REF! | Truc | In Price Book | 3.1 TESYS D CONTROL & PROTECTION, TERMINAL BLOCKS, THERMAL MANGEMENT
LUCA12BL | STD CONTROL 3-12A 24VDC | 2699400 | 2454000 | #REF! | Truc | In Price Book | 3.1 TESYS D CONTROL & PROTECTION, TERMINAL BLOCKS, THERMAL MANGEMENT
LUCA12FU | STD CONTROL 3-12A 110-240V | 2699400 | 2454000 | #REF! | Truc | In Price Book | 3.1 TESYS D CONTROL & PROTECTION, TERMINAL BLOCKS, THERMAL MANGEMENT
LUCA18B | STD CONTROL 4.5-18A 24VAC | 2915000 | 2650000 | #REF! | Truc | In Price Book | 3.1 TESYS D CONTROL & PROTECTION, TERMINAL BLOCKS, THERMAL MANGEMENT
LUCA18BL | STD CONTROL 4.5-18A 24VDC | 2915000 | 2650000 | #REF! | Truc | In Price Book | 3.1 TESYS D CONTROL & PROTECTION, TERMINAL BLOCKS, THERMAL MANGEMENT
LUCA18ES | STD CONTROL 4.5-18A 48-72V | 2915000 | 2650000 | #REF! | Truc | In Price Book | 3.1 TESYS D CONTROL & PROTECTION, TERMINAL BLOCKS, THERMAL MANGEMENT
LUCA18FU | STD CONTROL 4.5-18A 110-240V | 2915000 | 2650000 | #REF! | Truc | In Price Book | 3.1 TESYS D CONTROL & PROTECTION, TERMINAL BLOCKS, THERMAL MANGEMENT
LUCA1XB | STD CONTROL 0.35-1.4A 24VAC | 2360600 | 2146000 | #REF! | Truc | In Price Book | 3.1 TESYS D CONTROL & PROTECTION, TERMINAL BLOCKS, THERMAL MANGEMENT
LUCA1XBL | STD CONTROL 0.35-1.4A 24VDC | 2360600 | 2146000 | #REF! | Truc | In Price Book | 3.1 TESYS D CONTROL & PROTECTION, TERMINAL BLOCKS, THERMAL MANGEMENT
LUCA1XES | STD CONTROL 0.35-1.4A 48-72V | 2360600 | 2146000 | #REF! | Truc | In Price Book | 3.1 TESYS D CONTROL & PROTECTION, TERMINAL BLOCKS, THERMAL MANGEMENT
LUCA1XFU | STD CONTROL 0.35-1.4A 110-240V | 2360600 | 2146000 | #REF! | Truc | In Price Book | 3.1 TESYS D CONTROL & PROTECTION, TERMINAL BLOCKS, THERMAL MANGEMENT
LUCA32B | STD CONTROL 8-32A 24VAC | 4346100 | 3951000 | #REF! | Truc | In Price Book | 3.1 TESYS D CONTROL & PROTECTION, TERMINAL BLOCKS, THERMAL MANGEMENT
LUCA32BL | STD CONTROL 8-32A 24VDC | 4346100 | 3951000 | #REF! | Truc | In Price Book | 3.1 TESYS D CONTROL & PROTECTION, TERMINAL BLOCKS, THERMAL MANGEMENT
LUCA32ES | STD CONTROL 8-32A 48-72V | 4346100 | 3951000 | #REF! | Truc | In Price Book | 3.1 TESYS D CONTROL & PROTECTION, TERMINAL BLOCKS, THERMAL MANGEMENT
LUCA32FU | STD CONTROL 8-32A 110-240V | 4346100 | 3951000 | #REF! | Truc | In Price Book | 3.1 TESYS D CONTROL & PROTECTION, TERMINAL BLOCKS, THERMAL MANGEMENT
LUCAX6B | STD CONTROL 0.15-0.6A 24VAC | 2241800 | 2038000 | #REF! | Truc | In Price Book | 3.1 TESYS D CONTROL & PROTECTION, TERMINAL BLOCKS, THERMAL MANGEMENT
LUCAX6BL | STD CONTROL 0.15-0.6A 24VDC | 2241800 | 2038000 | #REF! | Truc | In Price Book | 3.1 TESYS D CONTROL & PROTECTION, TERMINAL BLOCKS, THERMAL MANGEMENT
LUCAX6ES | STD CONTROL 0.15-0.6A 48-72V | 2241800 | 2038000 | #REF! | Truc | In Price Book | 3.1 TESYS D CONTROL & PROTECTION, TERMINAL BLOCKS, THERMAL MANGEMENT
LUCAX6FU | STD CONTROL 0.15-0.6A 110-240V | 2241800 | 2038000 | #REF! | Truc | In Price Book | 3.1 TESYS D CONTROL & PROTECTION, TERMINAL BLOCKS, THERMAL MANGEMENT
LUFN02 | AUXILIARY CONTACT MODULE 2NC | 827200 | 752000 | #REF! | Truc | In Price Book | 3.1 TESYS D CONTROL & PROTECTION, TERMINAL BLOCKS, THERMAL MANGEMENT
LUFN11 | AUXILIARY CONTACT MOD 1NO 1NC | 827200 | 752000 | #REF! | Truc | In Price Book | 3.1 TESYS D CONTROL & PROTECTION, TERMINAL BLOCKS, THERMAL MANGEMENT
LUFN20 | AUXILIARY CONTACT MOD 2NO | 827200 | 752000 | #REF! | Truc | In Price Book | 3.1 TESYS D CONTROL & PROTECTION, TERMINAL BLOCKS, THERMAL MANGEMENT
LV426100 | Breaker NSXm 16kA TM16D 3P Elink | 3785100 | 3441000 | #REF! | Truc | In Price Book | 2.9 MCCB Compact NSXm UP TO 160A AND ACCESSORIES
LV426101 | Breaker NSXm 16kA TM25D 3P Elink | 3785100 | 3441000 | #REF! | Truc | In Price Book | 2.9 MCCB Compact NSXm UP TO 160A AND ACCESSORIES
LV426102 | Breaker NSXm 16kA TM32D 3P Elink | 3785100 | 3441000 | #REF! | Truc | In Price Book | 2.9 MCCB Compact NSXm UP TO 160A AND ACCESSORIES
LV426103 | Breaker NSXm 16kA TM40D 3P Elink | 3785100 | 3441000 | #REF! | Truc | In Price Book | 2.9 MCCB Compact NSXm UP TO 160A AND ACCESSORIES
LV426104 | Breaker NSXm 16kA TM50D 3P Elink | 3785100 | 3441000 | #REF! | Truc | In Price Book | 2.9 MCCB Compact NSXm UP TO 160A AND ACCESSORIES
LV426105 | Breaker NSXm 16kA TM63D 3P Elink | 3785100 | 3441000 | #REF! | Truc | In Price Book | 2.9 MCCB Compact NSXm UP TO 160A AND ACCESSORIES
LV426106 | Breaker NSXm 16kA TM80D 3P Elink | 3892900 | 3539000 | #REF! | Truc | In Price Book | 2.9 MCCB Compact NSXm UP TO 160A AND ACCESSORIES
LV426107 | Breaker NSXm 16kA TM100D 3P Elink | 3892900 | 3539000 | #REF! | Truc | In Price Book | 2.9 MCCB Compact NSXm UP TO 160A AND ACCESSORIES
LV426108 | Breaker NSXm 16kA TM125D 3P Elink | 4921400 | 4474000 | #REF! | Truc | In Price Book | 2.9 MCCB Compact NSXm UP TO 160A AND ACCESSORIES
LV426109 | Breaker NSXm 16kA TM160D 3P Elink | 4921400 | 4474000 | #REF! | Truc | In Price Book | 2.9 MCCB Compact NSXm UP TO 160A AND ACCESSORIES
LV426110 | Breaker NSXm 16kA TM16D 4P/3T Elink | 5115000 | 4650000 | #REF! | Truc | In Price Book | 2.9 MCCB Compact NSXm UP TO 160A AND ACCESSORIES
LV426111 | Breaker NSXm 16kA TM25D 4P/3T Elink | 5115000 | 4650000 | #REF! | Truc | In Price Book | 2.9 MCCB Compact NSXm UP TO 160A AND ACCESSORIES
LV426112 | Breaker NSXm 16kA TM32D 4P/3T Elink | 5115000 | 4650000 | #REF! | Truc | In Price Book | 2.9 MCCB Compact NSXm UP TO 160A AND ACCESSORIES
LV426113 | Breaker NSXm 16kA TM40D 4P/3T Elink | 5115000 | 4650000 | #REF! | Truc | In Price Book | 2.9 MCCB Compact NSXm UP TO 160A AND ACCESSORIES
LV426114 | Breaker NSXm 16kA TM50D 4P/3T Elink | 5115000 | 4650000 | #REF! | Truc | In Price Book | 2.9 MCCB Compact NSXm UP TO 160A AND ACCESSORIES
LV426115 | Breaker NSXm 16kA TM63D 4P/3T Elink | 5115000 | 4650000 | #REF! | Truc | In Price Book | 2.9 MCCB Compact NSXm UP TO 160A AND ACCESSORIES
LV426116 | Breaker NSXm 16kA TM80D 4P/3T Elink | 5431800 | 4938000 | #REF! | Truc | In Price Book | 2.9 MCCB Compact NSXm UP TO 160A AND ACCESSORIES
LV426117 | Breaker NSXm 16kA TM100D 4P/3T Elink | 5431800 | 4938000 | #REF! | Truc | In Price Book | 2.9 MCCB Compact NSXm UP TO 160A AND ACCESSORIES
LV426118 | Breaker NSXm 16kA TM125D 4P/3T Elink | 7669200 | 6972000 | #REF! | Truc | In Price Book | 2.9 MCCB Compact NSXm UP TO 160A AND ACCESSORIES
LV426119 | Breaker NSXm 16kA TM160D 4P/3T Elink | 8424900 | 7659000 | #REF! | Truc | In Price Book | 2.9 MCCB Compact NSXm UP TO 160A AND ACCESSORIES
LV426150 | Breaker NSXm 16kA TM16D 3P busbar | 3536500 | 3215000 | #REF! | Truc | In Price Book | 2.9 MCCB Compact NSXm UP TO 160A AND ACCESSORIES
LV426151 | Breaker NSXm 16kA TM25D 3P busbar | 3536500 | 3215000 | #REF! | Truc | In Price Book | 2.9 MCCB Compact NSXm UP TO 160A AND ACCESSORIES
LV426152 | Breaker NSXm 16kA TM32D3P busbar | 3536500 | 3215000 | #REF! | Truc | In Price Book | 2.9 MCCB Compact NSXm UP TO 160A AND ACCESSORIES
LV426153 | Breaker NSXm 16kA TM40D 3P busbar | 3536500 | 3215000 | #REF! | Truc | In Price Book | 2.9 MCCB Compact NSXm UP TO 160A AND ACCESSORIES
LV426154 | Breaker NSXm 16kA TM50D 3P busbar | 3536500 | 3215000 | #REF! | Truc | In Price Book | 2.9 MCCB Compact NSXm UP TO 160A AND ACCESSORIES
LV426155 | Breaker NSXm 16kA TM63D 3P busbar | 3536500 | 3215000 | #REF! | Truc | In Price Book | 2.9 MCCB Compact NSXm UP TO 160A AND ACCESSORIES
LV426156 | Breaker NSXm 16kA TM80D 3P busbar | 3637700 | 3307000 | #REF! | Truc | In Price Book | 2.9 MCCB Compact NSXm UP TO 160A AND ACCESSORIES
LV426157 | Breaker NSXm 16kA TM100D 3P busbar | 3637700 | 3307000 | #REF! | Truc | In Price Book | 2.9 MCCB Compact NSXm UP TO 160A AND ACCESSORIES
LV426158 | Breaker NSXm 16kA TM125D 3P busbar | 4599100 | 4181000 | #REF! | Truc | In Price Book | 2.9 MCCB Compact NSXm UP TO 160A AND ACCESSORIES
LV426159 | Breaker NSXm 16kA TM160D 3P busbar | 4599100 | 4181000 | #REF! | Truc | In Price Book | 2.9 MCCB Compact NSXm UP TO 160A AND ACCESSORIES
LV426160 | Breaker NSXm 16kA TM16D 4P/3T busbar | 4780600 | 4346000 | #REF! | Truc | In Price Book | 2.9 MCCB Compact NSXm UP TO 160A AND ACCESSORIES
LV426161 | Breaker NSXm 16kA TM25D 4P/3T busbar | 4780600 | 4346000 | #REF! | Truc | In Price Book | 2.9 MCCB Compact NSXm UP TO 160A AND ACCESSORIES
LV426162 | Breaker NSXm 16kA TM32D 4P/3T busbar | 4780600 | 4346000 | #REF! | Truc | In Price Book | 2.9 MCCB Compact NSXm UP TO 160A AND ACCESSORIES
LV426163 | Breaker NSXm 16kA TM40D 4P/3T busbar | 4780600 | 4346000 | #REF! | Truc | In Price Book | 2.9 MCCB Compact NSXm UP TO 160A AND ACCESSORIES
LV426164 | Breaker NSXm 16kA TM50D 4P/3T busbar | 4780600 | 4346000 | #REF! | Truc | In Price Book | 2.9 MCCB Compact NSXm UP TO 160A AND ACCESSORIES
LV426165 | Breaker NSXm 16kA TM63D 4P/3T busbar | 4780600 | 4346000 | #REF! | Truc | In Price Book | 2.9 MCCB Compact NSXm UP TO 160A AND ACCESSORIES
LV426166 | Breaker NSXm 16kA TM80D 4P/3T busbar | 5075400 | 4614000 | #REF! | Truc | In Price Book | 2.9 MCCB Compact NSXm UP TO 160A AND ACCESSORIES
LV426167 | Breaker NSXm 16kA TM100D 4P/3T busbar | 5075400 | 4614000 | #REF! | Truc | In Price Book | 2.9 MCCB Compact NSXm UP TO 160A AND ACCESSORIES
LV426168 | Breaker NSXm 16kA TM125D 4P/3T busbar | 7167600 | 6516000 | #REF! | Truc | In Price Book | 2.9 MCCB Compact NSXm UP TO 160A AND ACCESSORIES
LV426169 | Breaker NSXm 16kA TM160D 4P/3T busbar | 7873800 | 7158000 | #REF! | Truc | In Price Book | 2.9 MCCB Compact NSXm UP TO 160A AND ACCESSORIES
LV426200 | Breaker NSXm 25kA TM16D 3P Elink | 3942400 | 3584000 | #REF! | Truc | In Price Book | 2.9 MCCB Compact NSXm UP TO 160A AND ACCESSORIES
LV426201 | Breaker NSXm 25kA TM25D 3P Elink | 3942400 | 3584000 | #REF! | Truc | In Price Book | 2.9 MCCB Compact NSXm UP TO 160A AND ACCESSORIES
LV426202 | Breaker NSXm 25kA TM32D 3P Elink | 3942400 | 3584000 | #REF! | Truc | In Price Book | 2.9 MCCB Compact NSXm UP TO 160A AND ACCESSORIES
LV426203 | Breaker NSXm 25kA TM40D 3P Elink | 3942400 | 3584000 | #REF! | Truc | In Price Book | 2.9 MCCB Compact NSXm UP TO 160A AND ACCESSORIES
LV426204 | Breaker NSXm 25kA TM50D 3P Elink | 3942400 | 3584000 | #REF! | Truc | In Price Book | 2.9 MCCB Compact NSXm UP TO 160A AND ACCESSORIES
LV426205 | Breaker NSXm 25kA TM63D 3P Elink | 3942400 | 3584000 | #REF! | Truc | In Price Book | 2.9 MCCB Compact NSXm UP TO 160A AND ACCESSORIES
LV426206 | Breaker NSXm 25kA TM80D 3P Elink | 4054600 | 3686000 | #REF! | Truc | In Price Book | 2.9 MCCB Compact NSXm UP TO 160A AND ACCESSORIES
LV426207 | Breaker NSXm 25kA TM100D 3P Elink | 4054600 | 3686000 | #REF! | Truc | In Price Book | 2.9 MCCB Compact NSXm UP TO 160A AND ACCESSORIES
LV426208 | Breaker NSXm 25kA TM125D 3P Elink | 5126000 | 4660000 | #REF! | Truc | In Price Book | 2.9 MCCB Compact NSXm UP TO 160A AND ACCESSORIES
LV426209 | 9reaker NSXm 25kA TM160D 3P Elink | 5126000 | 4660000 | #REF! | Truc | In Price Book | 2.9 MCCB Compact NSXm UP TO 160A AND ACCESSORIES
LV426210 | Breaker NSXm 25kA TM16D 4P/3T Elink | 5328400 | 4844000 | #REF! | Truc | In Price Book | 2.9 MCCB Compact NSXm UP TO 160A AND ACCESSORIES
LV426211 | Breaker NSXm 25kA TM25D 4P/3T Elink | 5328400 | 4844000 | #REF! | Truc | In Price Book | 2.9 MCCB Compact NSXm UP TO 160A AND ACCESSORIES
LV426212 | Breaker NSXm 25kA TM32D 4P/3T Elink | 5328400 | 4844000 | #REF! | Truc | In Price Book | 2.9 MCCB Compact NSXm UP TO 160A AND ACCESSORIES
LV426213 | Breaker NSXm 25kA TM40D 4P/3T Elink | 5328400 | 4844000 | #REF! | Truc | In Price Book | 2.9 MCCB Compact NSXm UP TO 160A AND ACCESSORIES
LV426214 | Breaker NSXm 25kA TM50D 4P/3T Elink | 5328400 | 4844000 | #REF! | Truc | In Price Book | 2.9 MCCB Compact NSXm UP TO 160A AND ACCESSORIES
LV426215 | Breaker NSXm 25kA TM63D 4P/3T Elink | 5328400 | 4844000 | #REF! | Truc | In Price Book | 2.9 MCCB Compact NSXm UP TO 160A AND ACCESSORIES
LV426216 | Breaker NSXm 25kA TM80D 4P/3T Elink | 5657300 | 5143000 | #REF! | Truc | In Price Book | 2.9 MCCB Compact NSXm UP TO 160A AND ACCESSORIES
LV426217 | Breaker NSXm 25kA TM100D 4P/3T Elink | 5657300 | 5143000 | #REF! | Truc | In Price Book | 2.9 MCCB Compact NSXm UP TO 160A AND ACCESSORIES
LV426218 | Breaker NSXm 25kA TM125D 4P/3T Elink | 7988200 | 7262000 | #REF! | Truc | In Price Book | 2.9 MCCB Compact NSXm UP TO 160A AND ACCESSORIES
LV426219 | Breaker NSXm 25kA TM160D 4P/3T Elink | 8776900 | 7979000 | #REF! | Truc | In Price Book | 2.9 MCCB Compact NSXm UP TO 160A AND ACCESSORIES
LV426250 | Breaker NSXm 25kA TM16D 3P busbar | 3685000 | 3350000 | #REF! | Truc | In Price Book | 2.9 MCCB Compact NSXm UP TO 160A AND ACCESSORIES
LV426251 | 1reaker NSXm 25kA TM25D 3P busbar | 3685000 | 3350000 | #REF! | Truc | In Price Book | 2.9 MCCB Compact NSXm UP TO 160A AND ACCESSORIES
LV426252 | 1reaker NSXm 25kA TM32D 3P busbar | 3685000 | 3350000 | #REF! | Truc | In Price Book | 2.9 MCCB Compact NSXm UP TO 160A AND ACCESSORIES
LV426253 | Breaker NSXm 25kA TM40D 3P busbar | 3685000 | 3350000 | #REF! | Truc | In Price Book | 2.9 MCCB Compact NSXm UP TO 160A AND ACCESSORIES
LV426254 | Breaker NSXm 25kA TM50D 3P busbar | 3685000 | 3350000 | #REF! | Truc | In Price Book | 2.9 MCCB Compact NSXm UP TO 160A AND ACCESSORIES
LV426255 | Breaker NSXm 25kA TM63D 3P busbar | 3685000 | 3350000 | #REF! | Truc | In Price Book | 2.9 MCCB Compact NSXm UP TO 160A AND ACCESSORIES
LV426256 | Breaker NSXm 25kA TM80D 3P busbar | 3789500 | 3445000 | #REF! | Truc | In Price Book | 2.9 MCCB Compact NSXm UP TO 160A AND ACCESSORIES
LV426257 | Breaker NSXm 25kA TM100D 3P busbar | 3789500 | 3445000 | #REF! | Truc | In Price Book | 2.9 MCCB Compact NSXm UP TO 160A AND ACCESSORIES
LV426258 | Breaker NSXm 25kA TM125D 3P busbar | 4791600 | 4356000 | #REF! | Truc | In Price Book | 2.9 MCCB Compact NSXm UP TO 160A AND ACCESSORIES
LV426259 | Breaker NSXm 25kA TM160D 3P busbar | 4791600 | 4356000 | #REF! | Truc | In Price Book | 2.9 MCCB Compact NSXm UP TO 160A AND ACCESSORIES
LV426260 | Breaker NSXm 25kA TM16D 4P/3T busbar | 4979700 | 4527000 | #REF! | Truc | In Price Book | 2.9 MCCB Compact NSXm UP TO 160A AND ACCESSORIES
LV426261 | Breaker NSXm 25kA TM25D 4P/3T busbar | 4979700 | 4527000 | #REF! | Truc | In Price Book | 2.9 MCCB Compact NSXm UP TO 160A AND ACCESSORIES
LV426262 | Breaker NSXm 25kA TM32D 4P/3T busbar | 4979700 | 4527000 | #REF! | Truc | In Price Book | 2.9 MCCB Compact NSXm UP TO 160A AND ACCESSORIES
LV426263 | Breaker NSXm 25kA TM40D 4P/3T busbar | 4979700 | 4527000 | #REF! | Truc | In Price Book | 2.9 MCCB Compact NSXm UP TO 160A AND ACCESSORIES
LV426264 | Breaker NSXm 25kA TM50D 4P/3T busbar | 4979700 | 4527000 | #REF! | Truc | In Price Book | 2.9 MCCB Compact NSXm UP TO 160A AND ACCESSORIES
LV426265 | Breaker NSXm 25kA TM63D 4P/3T busbar | 4979700 | 4527000 | #REF! | Truc | In Price Book | 2.9 MCCB Compact NSXm UP TO 160A AND ACCESSORIES
LV426266 | Breaker NSXm 25kA TM80D 4P/3T busbar | 5287700 | 4807000 | #REF! | Truc | In Price Book | 2.9 MCCB Compact NSXm UP TO 160A AND ACCESSORIES
LV426267 | Breaker NSXm 25kA TM100D 4P/3T busbar | 5287700 | 4807000 | #REF! | Truc | In Price Book | 2.9 MCCB Compact NSXm UP TO 160A AND ACCESSORIES
LV426268 | Breaker NSXm 25kA TM125D 4P/3T busbar | 7466800 | 6788000 | #REF! | Truc | In Price Book | 2.9 MCCB Compact NSXm UP TO 160A AND ACCESSORIES
LV426269 | Breaker NSXm 25kA TM160D 4P/3T busbar | 8202700 | 7457000 | #REF! | Truc | In Price Book | 2.9 MCCB Compact NSXm UP TO 160A AND ACCESSORIES
LV426300 | Breaker NSXm 36kA TM16D 3P Elink | 4151400 | 3774000 | #REF! | Truc | In Price Book | 2.9 MCCB Compact NSXm UP TO 160A AND ACCESSORIES
LV426301 | Breaker NSXm 36kA TM25D 3P Elink | 4151400 | 3774000 | #REF! | Truc | In Price Book | 2.9 MCCB Compact NSXm UP TO 160A AND ACCESSORIES
LV426302 | Breaker NSXm 36kA TM32D 3P Elink | 4151400 | 3774000 | #REF! | Truc | In Price Book | 2.9 MCCB Compact NSXm UP TO 160A AND ACCESSORIES
LV426303 | Breaker NSXm 36kA TM40D 3P Elink | 4151400 | 3774000 | #REF! | Truc | In Price Book | 2.9 MCCB Compact NSXm UP TO 160A AND ACCESSORIES
LV426304 | Breaker NSXm 36kA TM50D 3P Elink | 4151400 | 3774000 | #REF! | Truc | In Price Book | 2.9 MCCB Compact NSXm UP TO 160A AND ACCESSORIES
LV426305 | Breaker NSXm 36kA TM63D 3P Elink | 4151400 | 3774000 | #REF! | Truc | In Price Book | 2.9 MCCB Compact NSXm UP TO 160A AND ACCESSORIES
LV426306 | Breaker NSXm 36kA TM80D 3P Elink | 4268000 | 3880000 | #REF! | Truc | In Price Book | 2.9 MCCB Compact NSXm UP TO 160A AND ACCESSORIES
LV426307 | Breaker NSXm 36kA TM100D 3P Elink | 4268000 | 3880000 | #REF! | Truc | In Price Book | 2.9 MCCB Compact NSXm UP TO 160A AND ACCESSORIES
LV426308 | Breaker NSXm 36kA TM125D 3P Elink | 5515400 | 5014000 | #REF! | Truc | In Price Book | 2.9 MCCB Compact NSXm UP TO 160A AND ACCESSORIES
LV426309 | Breaker NSXm 36kA TM160D 3P Elink | 7004800 | 6368000 | #REF! | Truc | In Price Book | 2.9 MCCB Compact NSXm UP TO 160A AND ACCESSORIES
LV426310 | Breaker NSXm 36kA TM16D 4P/3T Elink | 5663900 | 5149000 | #REF! | Truc | In Price Book | 2.9 MCCB Compact NSXm UP TO 160A AND ACCESSORIES
LV426311 | Breaker NSXm 36kA TM25D 4P/3T Elink | 5663900 | 5149000 | #REF! | Truc | In Price Book | 2.9 MCCB Compact NSXm UP TO 160A AND ACCESSORIES
LV426312 | Breaker NSXm 36kA TM32D 4P/3T Elink | 5663900 | 5149000 | #REF! | Truc | In Price Book | 2.9 MCCB Compact NSXm UP TO 160A AND ACCESSORIES
LV426313 | Breaker NSXm 36kA TM40D 4P/3T Elink | 5663900 | 5149000 | #REF! | Truc | In Price Book | 2.9 MCCB Compact NSXm UP TO 160A AND ACCESSORIES
LV426314 | Breaker NSXm 36kA TM50D 4P/3T Elink | 5663900 | 5149000 | #REF! | Truc | In Price Book | 2.9 MCCB Compact NSXm UP TO 160A AND ACCESSORIES
LV426315 | Breaker NSXm 36kA TM63D 4P/3T Elink | 5663900 | 5149000 | #REF! | Truc | In Price Book | 2.9 MCCB Compact NSXm UP TO 160A AND ACCESSORIES
LV426316 | Breaker NSXm 36kA TM80D 4P/3T Elink | 6014800 | 5468000 | #REF! | Truc | In Price Book | 2.9 MCCB Compact NSXm UP TO 160A AND ACCESSORIES
LV426317 | Breaker NSXm 36kA TM100D 4P/3T Elink | 6014800 | 5468000 | #REF! | Truc | In Price Book | 2.9 MCCB Compact NSXm UP TO 160A AND ACCESSORIES
LV426318 | Breaker NSXm 36kA TM125D 4P/3T Elink | 8109200 | 7372000 | #REF! | Truc | In Price Book | 2.9 MCCB Compact NSXm UP TO 160A AND ACCESSORIES
LV426319 | Breaker NSXm 36kA TM160D 4P/3T Elink | 9537000 | 8670000 | #REF! | Truc | In Price Book | 2.9 MCCB Compact NSXm UP TO 160A AND ACCESSORIES
LV426350 | Breaker NSXm 36kA TM16D 3P busbar | 3879700 | 3527000 | #REF! | Truc | In Price Book | 2.9 MCCB Compact NSXm UP TO 160A AND ACCESSORIES
LV426351 | Breaker NSXm 36kA TM25D 3P busbar | 3879700 | 3527000 | #REF! | Truc | In Price Book | 2.9 MCCB Compact NSXm UP TO 160A AND ACCESSORIES
LV426352 | Breaker NSXm 36kA TM32D 3P busbar | 3879700 | 3527000 | #REF! | Truc | In Price Book | 2.9 MCCB Compact NSXm UP TO 160A AND ACCESSORIES
LV426353 | Breaker NSXm 36kA TM40D 3P busbar | 3879700 | 3527000 | #REF! | Truc | In Price Book | 2.9 MCCB Compact NSXm UP TO 160A AND ACCESSORIES
LV426354 | Breaker NSXm 36kA TM50D 3P busbar | 3879700 | 3527000 | #REF! | Truc | In Price Book | 2.9 MCCB Compact NSXm UP TO 160A AND ACCESSORIES
LV426355 | Breaker NSXm 36kA TM63D 3P busbar | 3879700 | 3527000 | #REF! | Truc | In Price Book | 2.9 MCCB Compact NSXm UP TO 160A AND ACCESSORIES
LV426356 | Breaker NSXm 36kA TM80D 3P busbar | 3988600 | 3626000 | #REF! | Truc | In Price Book | 2.9 MCCB Compact NSXm UP TO 160A AND ACCESSORIES
LV426357 | Breaker NSXm 36kA TM100D 3P busbar | 3988600 | 3626000 | #REF! | Truc | In Price Book | 2.9 MCCB Compact NSXm UP TO 160A AND ACCESSORIES
LV426358 | Breaker NSXm 36kA TM125D 3P busbar | 5154600 | 4686000 | #REF! | Truc | In Price Book | 2.9 MCCB Compact NSXm UP TO 160A AND ACCESSORIES
LV426359 | Breaker NSXm 36kA TM160D 3P busbar | 6546100 | 5951000 | #REF! | Truc | In Price Book | 2.9 MCCB Compact NSXm UP TO 160A AND ACCESSORIES
LV426360 | Breaker NSXm 36kA TM16D 4P/3T busbar | 5294300 | 4813000 | #REF! | Truc | In Price Book | 2.9 MCCB Compact NSXm UP TO 160A AND ACCESSORIES
LV426361 | Breaker NSXm 36kA TM25D 4P/3T busbar | 5294300 | 4813000 | #REF! | Truc | In Price Book | 2.9 MCCB Compact NSXm UP TO 160A AND ACCESSORIES
LV426362 | Breaker NSXm 36kA TM32D 4P/3T busbar | 5294300 | 4813000 | #REF! | Truc | In Price Book | 2.9 MCCB Compact NSXm UP TO 160A AND ACCESSORIES
LV426363 | Breaker NSXm 36kA TM40D 4P/3T busbar | 5294300 | 4813000 | #REF! | Truc | In Price Book | 2.9 MCCB Compact NSXm UP TO 160A AND ACCESSORIES
LV426364 | Breaker NSXm 36kA TM50D 4P/3T busbar | 5294300 | 4813000 | #REF! | Truc | In Price Book | 2.9 MCCB Compact NSXm UP TO 160A AND ACCESSORIES
LV426365 | Breaker NSXm 36kA TM63D 4P/3T busbar | 5294300 | 4813000 | #REF! | Truc | In Price Book | 2.9 MCCB Compact NSXm UP TO 160A AND ACCESSORIES
LV426366 | Breaker NSXm 36kA TM80D 4P/3T busbar | 5621000 | 5110000 | #REF! | Truc | In Price Book | 2.9 MCCB Compact NSXm UP TO 160A AND ACCESSORIES
LV426367 | Breaker NSXm 36kA TM100D 4P/3T busbar | 5621000 | 5110000 | #REF! | Truc | In Price Book | 2.9 MCCB Compact NSXm UP TO 160A AND ACCESSORIES
LV426368 | Breaker NSXm 36kA TM125D 4P/3T busbar | 7579000 | 6890000 | #REF! | Truc | In Price Book | 2.9 MCCB Compact NSXm UP TO 160A AND ACCESSORIES
LV426369 | Breaker NSXm 36kA TM160D 4P/3T busbar | 8913300 | 8103000 | #REF! | Truc | In Price Book | 2.9 MCCB Compact NSXm UP TO 160A AND ACCESSORIES
LV426400 | Breaker NSXm 50kA TM16D 3P Elink | 4745400 | 4314000 | #REF! | Truc | In Price Book | 2.9 MCCB Compact NSXm UP TO 160A AND ACCESSORIES
LV426401 | Breaker NSXm 50kA TM25D 3P Elink | 4745400 | 4314000 | #REF! | Truc | In Price Book | 2.9 MCCB Compact NSXm UP TO 160A AND ACCESSORIES
LV426402 | Breaker NSXm 50kA TM32D 3P Elink | 4745400 | 4314000 | #REF! | Truc | In Price Book | 2.9 MCCB Compact NSXm UP TO 160A AND ACCESSORIES
LV426403 | Breaker NSXm 50kA TM40D 3P Elink | 4745400 | 4314000 | #REF! | Truc | In Price Book | 2.9 MCCB Compact NSXm UP TO 160A AND ACCESSORIES
LV426404 | Breaker NSXm 50kA TM50D 3P Elink | 4745400 | 4314000 | #REF! | Truc | In Price Book | 2.9 MCCB Compact NSXm UP TO 160A AND ACCESSORIES
LV426405 | Breaker NSXm 50kA TM63D 3P Elink | 4745400 | 4314000 | #REF! | Truc | In Price Book | 2.9 MCCB Compact NSXm UP TO 160A AND ACCESSORIES
LV426406 | Breaker NSXm 50kA TM80D 3P Elink | 4875200 | 4432000 | #REF! | Truc | In Price Book | 2.9 MCCB Compact NSXm UP TO 160A AND ACCESSORIES
LV426407 | Breaker NSXm 50kA TM100D 3P Elink | 4875200 | 4432000 | #REF! | Truc | In Price Book | 2.9 MCCB Compact NSXm UP TO 160A AND ACCESSORIES
LV426408 | Breaker NSXm 50kA TM125D 3P Elink | 6070900 | 5519000 | #REF! | Truc | In Price Book | 2.9 MCCB Compact NSXm UP TO 160A AND ACCESSORIES
LV426409 | Breaker NSXm 50kA TM160D 3P Elink | 7709900 | 7009000 | #REF! | Truc | In Price Book | 2.9 MCCB Compact NSXm UP TO 160A AND ACCESSORIES
LV426410 | Breaker NSXm 50kA TM16D 4P/3T Elink | 6408600 | 5826000 | #REF! | Truc | In Price Book | 2.9 MCCB Compact NSXm UP TO 160A AND ACCESSORIES
LV426411 | Breaker NSXm 50kA TM25D 4P/3T Elink | 6408600 | 5826000 | #REF! | Truc | In Price Book | 2.9 MCCB Compact NSXm UP TO 160A AND ACCESSORIES
LV426412 | Breaker NSXm 50kA TM32D 4P/3T Elink | 6408600 | 5826000 | #REF! | Truc | In Price Book | 2.9 MCCB Compact NSXm UP TO 160A AND ACCESSORIES
LV426413 | Breaker NSXm 50kA TM40D 4P/3T Elink | 6408600 | 5826000 | #REF! | Truc | In Price Book | 2.9 MCCB Compact NSXm UP TO 160A AND ACCESSORIES
LV426414 | Breaker NSXm 50kA TM50D 4P/3T Elink | 6408600 | 5826000 | #REF! | Truc | In Price Book | 2.9 MCCB Compact NSXm UP TO 160A AND ACCESSORIES
LV426415 | Breaker NSXm 50kA TM63D 4P/3T Elink | 6408600 | 5826000 | #REF! | Truc | In Price Book | 2.9 MCCB Compact NSXm UP TO 160A AND ACCESSORIES
LV426416 | Breaker NSXm 50kA TM80D 4P/3T Elink | 6801300 | 6183000 | #REF! | Truc | In Price Book | 2.9 MCCB Compact NSXm UP TO 160A AND ACCESSORIES
LV426417 | Breaker NSXm 50kA TM100D 4P/3T Elink | 6801300 | 6183000 | #REF! | Truc | In Price Book | 2.9 MCCB Compact NSXm UP TO 160A AND ACCESSORIES
LV426418 | Breaker NSXm 50kA TM125D 4P/3T Elink | 8928700 | 8117000 | #REF! | Truc | In Price Book | 2.9 MCCB Compact NSXm UP TO 160A AND ACCESSORIES
LV426419 | Breaker NSXm 50kA TM160D 4P/3T Elink | 10500600 | 9546000 | #REF! | Truc | In Price Book | 2.9 MCCB Compact NSXm UP TO 160A AND ACCESSORIES
LV426450 | Breaker NSXm 50kA TM16D 3P busbar | 4434100 | 4031000 | #REF! | Truc | In Price Book | 2.9 MCCB Compact NSXm UP TO 160A AND ACCESSORIES
LV426451 | Breaker NSXm 50kA TM25D 3P busbar | 4434100 | 4031000 | #REF! | Truc | In Price Book | 2.9 MCCB Compact NSXm UP TO 160A AND ACCESSORIES
LV426452 | Breaker NSXm 50kA TM32D 3P busbar | 4434100 | 4031000 | #REF! | Truc | In Price Book | 2.9 MCCB Compact NSXm UP TO 160A AND ACCESSORIES
LV426453 | Breaker NSXm 50kA TM40D 3P busbar | 4434100 | 4031000 | #REF! | Truc | In Price Book | 2.9 MCCB Compact NSXm UP TO 160A AND ACCESSORIES
LV426454 | Breaker NSXm 50kA TM50D 3P busbar | 4434100 | 4031000 | #REF! | Truc | In Price Book | 2.9 MCCB Compact NSXm UP TO 160A AND ACCESSORIES
LV426455 | Breaker NSXm 50kA TM63D 3P busbar | 4434100 | 4031000 | #REF! | Truc | In Price Book | 2.9 MCCB Compact NSXm UP TO 160A AND ACCESSORIES
LV426456 | Breaker NSXm 50kA TM80D 3P busbar | 4556200 | 4142000 | #REF! | Truc | In Price Book | 2.9 MCCB Compact NSXm UP TO 160A AND ACCESSORIES
LV426457 | Breaker NSXm 50kA TM100D 3P busbar | 4556200 | 4142000 | #REF! | Truc | In Price Book | 2.9 MCCB Compact NSXm UP TO 160A AND ACCESSORIES
LV426458 | Breaker NSXm 50kA TM125D 3P busbar | 5673800 | 5158000 | #REF! | Truc | In Price Book | 2.9 MCCB Compact NSXm UP TO 160A AND ACCESSORIES
LV426459 | Breaker NSXm 50kA TM160D 3P busbar | 7205000 | 6550000 | #REF! | Truc | In Price Book | 2.9 MCCB Compact NSXm UP TO 160A AND ACCESSORIES
LV426460 | Breaker NSXm 50kA TM16D 4P/3T busbar | 5989500 | 5445000 | #REF! | Truc | In Price Book | 2.9 MCCB Compact NSXm UP TO 160A AND ACCESSORIES
LV426461 | Breaker NSXm 50kA TM25D 4P/3T busbar | 5989500 | 5445000 | #REF! | Truc | In Price Book | 2.9 MCCB Compact NSXm UP TO 160A AND ACCESSORIES
LV426462 | Breaker NSXm 50kA TM32D 4P/3T busbar | 5989500 | 5445000 | #REF! | Truc | In Price Book | 2.9 MCCB Compact NSXm UP TO 160A AND ACCESSORIES
LV426463 | Breaker NSXm 50kA TM40D 4P/3T busbar | 5989500 | 5445000 | #REF! | Truc | In Price Book | 2.9 MCCB Compact NSXm UP TO 160A AND ACCESSORIES
LV426464 | Breaker NSXm 50kA TM50D 4P/3T busbar | 5989500 | 5445000 | #REF! | Truc | In Price Book | 2.9 MCCB Compact NSXm UP TO 160A AND ACCESSORIES
LV426465 | Breaker NSXm 50kA TM63D 4P/3T busbar | 5989500 | 5445000 | #REF! | Truc | In Price Book | 2.9 MCCB Compact NSXm UP TO 160A AND ACCESSORIES
LV426466 | Breaker NSXm 50kA TM80D 4P/3T busbar | 6356900 | 5779000 | #REF! | Truc | In Price Book | 2.9 MCCB Compact NSXm UP TO 160A AND ACCESSORIES
LV426467 | Breaker NSXm 50kA TM100D 4P/3T busbar | 6356900 | 5779000 | #REF! | Truc | In Price Book | 2.9 MCCB Compact NSXm UP TO 160A AND ACCESSORIES
LV426468 | Breaker NSXm 50kA TM125D 4P/3T busbar | 8344600 | 7586000 | #REF! | Truc | In Price Book | 2.9 MCCB Compact NSXm UP TO 160A AND ACCESSORIES
LV426469 | Breaker NSXm 50kA TM160D 4P/3T busbar | 9814200 | 8922000 | #REF! | Truc | In Price Book | 2.9 MCCB Compact NSXm UP TO 160A AND ACCESSORIES
LV426500 | Breaker NSXm 70kA TM16D 3P Elink | 5280000 | 4800000 | #REF! | Truc | In Price Book | 2.9 MCCB Compact NSXm UP TO 160A AND ACCESSORIES
LV426501 | Breaker NSXm 70kA TM25D 3P Elink | 5280000 | 4800000 | #REF! | Truc | In Price Book | 2.9 MCCB Compact NSXm UP TO 160A AND ACCESSORIES
LV426502 | Breaker NSXm 70kA TM32D 3P Elink | 5280000 | 4800000 | #REF! | Truc | In Price Book | 2.9 MCCB Compact NSXm UP TO 160A AND ACCESSORIES
LV426503 | Breaker NSXm 70kA TM40D 3P Elink | 5280000 | 4800000 | #REF! | Truc | In Price Book | 2.9 MCCB Compact NSXm UP TO 160A AND ACCESSORIES
LV426504 | Breaker NSXm 70kA TM50D 3P Elink | 5280000 | 4800000 | #REF! | Truc | In Price Book | 2.9 MCCB Compact NSXm UP TO 160A AND ACCESSORIES
LV426505 | Breaker NSXm 70kA TM63D 3P Elink | 5280000 | 4800000 | #REF! | Truc | In Price Book | 2.9 MCCB Compact NSXm UP TO 160A AND ACCESSORIES
LV426506 | Breaker NSXm 70kA TM80D 3P Elink | 5498900 | 4999000 | #REF! | Truc | In Price Book | 2.9 MCCB Compact NSXm UP TO 160A AND ACCESSORIES
LV426507 | Breaker NSXm 70kA TM100D 3P Elink | 5498900 | 4999000 | #REF! | Truc | In Price Book | 2.9 MCCB Compact NSXm UP TO 160A AND ACCESSORIES
LV426508 | Breaker NSXm 70kA TM125D 3P Elink | 7807800 | 7098000 | #REF! | Truc | In Price Book | 2.9 MCCB Compact NSXm UP TO 160A AND ACCESSORIES
LV426509 | Breaker NSXm 70kA TM160D 3P Elink | 9482000 | 8620000 | #REF! | Truc | In Price Book | 2.9 MCCB Compact NSXm UP TO 160A AND ACCESSORIES
LV426510 | Breaker NSXm 70kA TM16D 4P/3T Elink | 7429400 | 6754000 | #REF! | Truc | In Price Book | 2.9 MCCB Compact NSXm UP TO 160A AND ACCESSORIES
LV426511 | Breaker NSXm 70kA TM25D 4P/3T Elink | 7429400 | 6754000 | #REF! | Truc | In Price Book | 2.9 MCCB Compact NSXm UP TO 160A AND ACCESSORIES
LV426512 | Breaker NSXm 70kA TM32D 4P/3T Elink | 7429400 | 6754000 | #REF! | Truc | In Price Book | 2.9 MCCB Compact NSXm UP TO 160A AND ACCESSORIES
LV426513 | Breaker NSXm 70kA TM40D 4P/3T Elink | 7429400 | 6754000 | #REF! | Truc | In Price Book | 2.9 MCCB Compact NSXm UP TO 160A AND ACCESSORIES
LV426514 | Breaker NSXm 70kA TM50D 4P/3T Elink | 7429400 | 6754000 | #REF! | Truc | In Price Book | 2.9 MCCB Compact NSXm UP TO 160A AND ACCESSORIES
LV426515 | Breaker NSXm 70kA TM63D 4P/3T Elink | 7429400 | 6754000 | #REF! | Truc | In Price Book | 2.9 MCCB Compact NSXm UP TO 160A AND ACCESSORIES
LV426516 | Breaker NSXm 70kA TM80D 4P/3T Elink | 7904600 | 7186000 | #REF! | Truc | In Price Book | 2.9 MCCB Compact NSXm UP TO 160A AND ACCESSORIES
LV426517 | Breaker NSXm 70kA TM100D 4P/3T Elink | 7904600 | 7186000 | #REF! | Truc | In Price Book | 2.9 MCCB Compact NSXm UP TO 160A AND ACCESSORIES
LV426518 | Breaker NSXm 70kA TM125D 4P/3T Elink | 10463200 | 9512000 | #REF! | Truc | In Price Book | 2.9 MCCB Compact NSXm UP TO 160A AND ACCESSORIES
LV426519 | Breaker NSXm 70kA TM160D 4P/3T Elink | 11932800 | 10848000 | #REF! | Truc | In Price Book | 2.9 MCCB Compact NSXm UP TO 160A AND ACCESSORIES
LV426550 | Breaker NSXm 70kA TM16D 3P busbar | 4934600 | 4486000 | #REF! | Truc | In Price Book | 2.9 MCCB Compact NSXm UP TO 160A AND ACCESSORIES
LV426551 | Breaker NSXm 70kA TM25D 3P busbar | 4934600 | 4486000 | #REF! | Truc | In Price Book | 2.9 MCCB Compact NSXm UP TO 160A AND ACCESSORIES
LV426552 | Breaker NSXm 70kA TM32D 3P busbar | 4934600 | 4486000 | #REF! | Truc | In Price Book | 2.9 MCCB Compact NSXm UP TO 160A AND ACCESSORIES
LV426553 | Breaker NSXm 70kA TM40D 3P busbar | 4934600 | 4486000 | #REF! | Truc | In Price Book | 2.9 MCCB Compact NSXm UP TO 160A AND ACCESSORIES
LV426554 | Breaker NSXm 70kA TM50D 3P busbar | 4934600 | 4486000 | #REF! | Truc | In Price Book | 2.9 MCCB Compact NSXm UP TO 160A AND ACCESSORIES
LV426555 | Breaker NSXm 70kA TM63D 3P busbar | 4934600 | 4486000 | #REF! | Truc | In Price Book | 2.9 MCCB Compact NSXm UP TO 160A AND ACCESSORIES
LV426556 | Breaker NSXm 70kA TM80D 3P busbar | 5139200 | 4672000 | #REF! | Truc | In Price Book | 2.9 MCCB Compact NSXm UP TO 160A AND ACCESSORIES
LV426557 | Breaker NSXm 70kA TM100D 3P busbar | 5139200 | 4672000 | #REF! | Truc | In Price Book | 2.9 MCCB Compact NSXm UP TO 160A AND ACCESSORIES
LV426558 | Breaker NSXm 70kA TM125D 3P busbar | 7297400 | 6634000 | #REF! | Truc | In Price Book | 2.9 MCCB Compact NSXm UP TO 160A AND ACCESSORIES
LV426559 | breaker NSXm 70kA TM160D 3P busbar | 8861600 | 8056000 | #REF! | Truc | In Price Book | 2.9 MCCB Compact NSXm UP TO 160A AND ACCESSORIES
LV426560 | Breaker NSXm 70kA TM16D 4P/3T busbar | 6944300 | 6313000 | #REF! | Truc | In Price Book | 2.9 MCCB Compact NSXm UP TO 160A AND ACCESSORIES
LV426561 | Breaker NSXm 70kA TM25D 4P/3T busbar | 6944300 | 6313000 | #REF! | Truc | In Price Book | 2.9 MCCB Compact NSXm UP TO 160A AND ACCESSORIES
LV426562 | Breaker NSXm 70kA TM32D 4P/3T busbar | 6944300 | 6313000 | #REF! | Truc | In Price Book | 2.9 MCCB Compact NSXm UP TO 160A AND ACCESSORIES
LV426563 | Breaker NSXm 70kA TM40D 4P/3T busbar | 6944300 | 6313000 | #REF! | Truc | In Price Book | 2.9 MCCB Compact NSXm UP TO 160A AND ACCESSORIES
LV426564 | Breaker NSXm 70kA TM50D 4P/3T busbar | 6944300 | 6313000 | #REF! | Truc | In Price Book | 2.9 MCCB Compact NSXm UP TO 160A AND ACCESSORIES
LV426565 | Breaker NSXm 70kA TM63D 4P/3T busbar | 6944300 | 6313000 | #REF! | Truc | In Price Book | 2.9 MCCB Compact NSXm UP TO 160A AND ACCESSORIES
LV426566 | Breaker NSXm 70kA TM80D 4P/3T busbar | 7387600 | 6716000 | #REF! | Truc | In Price Book | 2.9 MCCB Compact NSXm UP TO 160A AND ACCESSORIES
LV426567 | Breaker NSXm 70kA TM100D 4P/3T busbar | 7387600 | 6716000 | #REF! | Truc | In Price Book | 2.9 MCCB Compact NSXm UP TO 160A AND ACCESSORIES
LV426568 | Breaker NSXm 70kA TM125D 4P/3T busbar | 9779000 | 8890000 | #REF! | Truc | In Price Book | 2.9 MCCB Compact NSXm UP TO 160A AND ACCESSORIES
LV426569 | Breaker NSXm 70kA TM160D 4P/3T busbar | 11151800 | 10138000 | #REF! | Truc | In Price Book | 2.9 MCCB Compact NSXm UP TO 160A AND ACCESSORIES
LV426803 | COIL MN AC 110 | 3166900 | 2879000 | #REF! | Truc | In Price Book | 2.9 MCCB Compact NSXm UP TO 160A AND ACCESSORIES
LV426804 | COIL MN AC 208 240V 50 60 HZ | 3166900 | 2879000 | #REF! | Truc | In Price Book | 2.9 MCCB Compact NSXm UP TO 160A AND ACCESSORIES
LV426806 | COIL MN AC 380 | 3166900 | 2879000 | #REF! | Truc | In Price Book | 2.9 MCCB Compact NSXm UP TO 160A AND ACCESSORIES
LV426815 | COIL MN 250V DC | 3166900 | 2879000 | #REF! | Truc | In Price Book | 2.9 MCCB Compact NSXm UP TO 160A AND ACCESSORIES
LV426843 | COIL MX AC 110-130 V 50/60 HZ | 3166900 | 2879000 | #REF! | Truc | In Price Book | 2.9 MCCB Compact NSXm UP TO 160A AND ACCESSORIES
LV426844 | COIL MX AC 208-240 V 50/60 HZ | 3166900 | 2879000 | #REF! | Truc | In Price Book | 2.9 MCCB Compact NSXm UP TO 160A AND ACCESSORIES
LV426846 | COIL MX AC 380-415 V 50 HZ | 3166900 | 2879000 | #REF! | Truc | In Price Book | 2.9 MCCB Compact NSXm UP TO 160A AND ACCESSORIES
LV426905 | CB FIXED HANDLE PADLOCK ON/OFF UNIT MT | 841500 | 765000 | #REF! | Truc | In Price Book | 2.9 MCCB Compact NSXm UP TO 160A AND ACCESSORIES
LV426930 | DIRECT ROTARY HANDLE BLACK NSXM PP B | 1827100 | 1661000 | #REF! | Truc | In Price Book | 2.9 MCCB Compact NSXm UP TO 160A AND ACCESSORIES
LV426932 | EXTENDED ROTARY HANDLE BLACK NSXm & PP-B | 2094400 | 1904000 | #REF! | Truc | In Price Book | 2.9 MCCB Compact NSXm UP TO 160A AND ACCESSORIES
LV426935 | LATERAL ROT HANDLE BLACK NSXm PP-B GV4 | 1942600 | 1766000 | #REF! | Truc | In Price Book | 2.9 MCCB Compact NSXm UP TO 160A AND ACCESSORIES
LV426937 | OPEN DOOR SHAFT OPERATOR NSXM PP B GV4 | 1130800 | 1028000 | #REF! | Truc | In Price Book | 2.9 MCCB Compact NSXm UP TO 160A AND ACCESSORIES
LV426950 | AUXILIARY CONTACT OF or SD NSXm & PP-B | 675400 | 614000 | #REF! | Truc | In Price Book | 2.9 MCCB Compact NSXm UP TO 160A AND ACCESSORIES
LV429210 | 3P 200-440V AC 0.03-10A Vigi MH | 13874300 | 12613000 | #REF! | Truc | In Price Book | 4.4 CIRCUIT PROTECTION <=1000A
LV429211 | 4P 200-440V AC 0.03-10A Vigi MH | 16317400 | 14834000 | #REF! | Truc | In Price Book | 4.4 CIRCUIT PROTECTION <=1000A
LV429212 | 3P 200-440V AC 0.3A Vigi ME | 12281500 | 11165000 | #REF! | Truc | In Price Book | 4.4 CIRCUIT PROTECTION <=1000A
LV429213 | 4P 200-440V AC 0.3A Vigi ME | 14435300 | 13123000 | #REF! | Truc | In Price Book | 4.4 CIRCUIT PROTECTION <=1000A
LV429235 | 2 short rear connections | 1659900 | 1509000 | #REF! | Truc | In Price Book | 4.4 CIRCUIT PROTECTION <=1000A
LV429236 | 2 long rear connections | 2061400 | 1874000 | #REF! | Truc | In Price Book | 4.4 CIRCUIT PROTECTION <=1000A
LV429282 | Chassis side plates for 3/4P base | 4648600 | 4226000 | #REF! | Truc | In Price Book | 4.4 CIRCUIT PROTECTION <=1000A
LV429283 | Chassis side plates for 3/4P breaker | 1516900 | 1379000 | #REF! | Truc | In Price Book | 4.4 CIRCUIT PROTECTION <=1000A
LV429289 | 3P Compact plug-in base kit | 5087500 | 4625000 | #REF! | Truc | In Price Book | 4.4 CIRCUIT PROTECTION <=1000A
LV429290 | 4P Compact plug-in base kit | 6579100 | 5981000 | #REF! | Truc | In Price Book | 4.4 CIRCUIT PROTECTION <=1000A
LV429317 | IP40 escutcheon all control types | 827200 | 752000 | #REF! | Truc | In Price Book | 4.4 CIRCUIT PROTECTION <=1000A
LV429329 | 6 interphase barriers | 402600 | 366000 | #REF! | Truc | In Price Book | 4.4 CIRCUIT PROTECTION <=1000A
LV429337 | Direct standard rotary handle | 1183600 | 1076000 | #REF! | Truc | In Price Book | 4.4 CIRCUIT PROTECTION <=1000A
LV429338 | Extended standard rotary handle | 2443100 | 2221000 | #REF! | Truc | In Price Book | 4.4 CIRCUIT PROTECTION <=1000A
LV429343 | TELESCOPIC ROTARY HANDLE (500 MM SHAFT) | 3238400 | 2944000 | #REF! | Truc | In Price Book | 4.4 CIRCUIT PROTECTION <=1000A
LV429344 | Rot handle keylock adapter (w/o keylock) | 408100 | 371000 | #REF! | Truc | In Price Book | 4.4 CIRCUIT PROTECTION <=1000A
LV429354 | Mechanical interlock for toggles | 3576100 | 3251000 | #REF! | Truc | In Price Book | 4.4 CIRCUIT PROTECTION <=1000A
LV429369 | Mechanical interlock for rot handles | 5749700 | 5227000 | #REF! | Truc | In Price Book | 4.4 CIRCUIT PROTECTION <=1000A
LV429371 | Fixed locking device for 3 padlocks | 977900 | 889000 | #REF! | Truc | In Price Book | 4.4 CIRCUIT PROTECTION <=1000A
LV429384 | AC MX 24V 50/60Hz | 1701700 | 1547000 | #REF! | Truc | In Price Book | 4.4 CIRCUIT PROTECTION <=1000A
LV429385 | MX 48V 50/60Hz shunt release | 1768800 | 1608000 | #REF! | Truc | In Price Book | 4.4 CIRCUIT PROTECTION <=1000A
LV429387 | MX 220-240V50/60Hz 208-277V60Hz SHT | 1768800 | 1608000 | #REF! | Truc | In Price Book | 4.4 CIRCUIT PROTECTION <=1000A
LV429388 | MX 380-415V50/60Hz 440-480V60Hz SHT | 1768800 | 1608000 | #REF! | Truc | In Price Book | 4.4 CIRCUIT PROTECTION <=1000A
LV429390 | MX 24V DC shunt release | 1768800 | 1608000 | #REF! | Truc | In Price Book | 4.4 CIRCUIT PROTECTION <=1000A
LV429392 | MX 48V DC shunt release | 1768800 | 1608000 | #REF! | Truc | In Price Book | 4.4 CIRCUIT PROTECTION <=1000A
LV429393 | DC MX 125V | 2434300 | 2213000 | #REF! | Truc | In Price Book | 4.4 CIRCUIT PROTECTION <=1000A
LV429394 | DC MX 250V | 2434300 | 2213000 | #REF! | Truc | In Price Book | 4.4 CIRCUIT PROTECTION <=1000A
LV429404 | AC MN 24V 50/60Hz | 1765500 | 1605000 | #REF! | Truc | In Price Book | 4.4 CIRCUIT PROTECTION <=1000A
LV429407 | MN 220-240V50/60Hz 208-277V60Hz UVR | 2565200 | 2332000 | #REF! | Truc | In Price Book | 4.4 CIRCUIT PROTECTION <=1000A
LV429408 | MN 380-415V50/60Hz 440-480V60Hz UVR | 2565200 | 2332000 | #REF! | Truc | In Price Book | 4.4 CIRCUIT PROTECTION <=1000A
LV429410 | MN 24V DC undervoltage release | 1658800 | 1508000 | #REF! | Truc | In Price Book | 4.4 CIRCUIT PROTECTION <=1000A
LV429414 | DC MN 250V | 1939300 | 1763000 | #REF! | Truc | In Price Book | 4.4 CIRCUIT PROTECTION <=1000A
LV429424 | SDTAM 24/415V AC/DC thermal fault module | 9068400 | 8244000 | #REF! | Truc | In Price Book | 4.4 CIRCUIT PROTECTION <=1000A
LV429427 | 220-240V AC 50/60Hz MN delay unit | 4227300 | 3843000 | #REF! | Truc | In Price Book | 4.4 CIRCUIT PROTECTION <=1000A
LV429434 | 220-240V 50/60HZ 208-277V 60Hz MT100/160 | 12151700 | 11047000 | #REF! | Truc | In Price Book | 4.4 CIRCUIT PROTECTION <=1000A
LV429435 | 380-415V 50/60HZ 440-480V 60Hz MT100/160 | 12151700 | 11047000 | #REF! | Truc | In Price Book | 4.4 CIRCUIT PROTECTION <=1000A
LV429438 | 110-130V DC MT100/160 | 35239600 | 32036000 | #REF! | Truc | In Price Book | 4.4 CIRCUIT PROTECTION <=1000A
LV429439 | 250V DC MT100/160 | 35239600 | 32036000 | #REF! | Truc | In Price Book | 4.4 CIRCUIT PROTECTION <=1000A
LV429451 | SDE adapter for trip unit | 512600 | 466000 | #REF! | Truc | In Price Book | 4.4 CIRCUIT PROTECTION <=1000A
LV429513 | TORQUE LIMITING SCREWS (SET OF 12) | 1795200 | 1632000 | #REF! | Truc | In Price Book | 4.4 CIRCUIT PROTECTION <=1000A
LV429515 | Kit for Short terminal shields 3P C1 | 133100 | 121000 | #REF! | Truc | In Price Book | 4.4 CIRCUIT PROTECTION <=1000A
LV429516 | Kit for Short terminal shields 4P C1 | 217800 | 198000 | #REF! | Truc | In Price Book | 4.4 CIRCUIT PROTECTION <=1000A
LV429517 | 1 3P LONG TERMINAL SHIELD | 467500 | 425000 | #REF! | Truc | In Price Book | 4.4 CIRCUIT PROTECTION <=1000A
LV429518 | 1 4P LONG TERMINAL SHIELD | 514800 | 468000 | #REF! | Truc | In Price Book | 4.4 CIRCUIT PROTECTION <=1000A
LV429521 | 25/100A EXTERNAL NEUTRAL CT | 8383100 | 7621000 | #REF! | Truc | In Price Book | 4.4 CIRCUIT PROTECTION <=1000A
LV429528 | NS RETROFIT FRONT COVER (SMALL CUT-OUT) | 257400 | 234000 | #REF! | Truc | In Price Book | 4.4 CIRCUIT PROTECTION <=1000A
LV429532 | SDX OUTPUT MODULES TRIP UNIT ACCESSORY | 8836300 | 8033000 | #REF! | Truc | In Price Book | 4.4 CIRCUIT PROTECTION <=1000A
LV429550 | 3P3D TM100D NSX100B | 4275700 | 3887000 | #REF! | Truc | In Price Book | 4.4 CIRCUIT PROTECTION <=1000A
LV429551 | 3P3D TM80D NSX100B | 4275700 | 3887000 | #REF! | Truc | In Price Book | 4.4 CIRCUIT PROTECTION <=1000A
LV429552 | 3P3D TM63D NSX100B | 4158000 | 3780000 | #REF! | Truc | In Price Book | 4.4 CIRCUIT PROTECTION <=1000A
LV429553 | 3P3D TM50D NSX100B | 4158000 | 3780000 | #REF! | Truc | In Price Book | 4.4 CIRCUIT PROTECTION <=1000A
LV429554 | 3P3D TM40D NSX100B | 4158000 | 3780000 | #REF! | Truc | In Price Book | 4.4 CIRCUIT PROTECTION <=1000A
LV429555 | 3P3D TM32D NSX100B | 4158000 | 3780000 | #REF! | Truc | In Price Book | 4.4 CIRCUIT PROTECTION <=1000A
LV429556 | 3P3D TM25D NSX100B | 4158000 | 3780000 | #REF! | Truc | In Price Book | 4.4 CIRCUIT PROTECTION <=1000A
LV429557 | 3P3D TM16D NSX100B | 4158000 | 3780000 | #REF! | Truc | In Price Book | 4.4 CIRCUIT PROTECTION <=1000A
LV429560 | 4P3D TM100D NSX100B | 5966400 | 5424000 | #REF! | Truc | In Price Book | 4.4 CIRCUIT PROTECTION <=1000A
LV429561 | 4P3D TM80D NSX100B | 5966400 | 5424000 | #REF! | Truc | In Price Book | 4.4 CIRCUIT PROTECTION <=1000A
LV429562 | 4P3D TM63D NSX100B | 5619900 | 5109000 | #REF! | Truc | In Price Book | 4.4 CIRCUIT PROTECTION <=1000A
LV429563 | 4P3D TM50D NSX100B | 5619900 | 5109000 | #REF! | Truc | In Price Book | 4.4 CIRCUIT PROTECTION <=1000A
LV429564 | 4P3D TM40D NSX100B | 5619900 | 5109000 | #REF! | Truc | In Price Book | 4.4 CIRCUIT PROTECTION <=1000A
LV429565 | 4P3D TM32D NSX100B | 5619900 | 5109000 | #REF! | Truc | In Price Book | 4.4 CIRCUIT PROTECTION <=1000A
LV429566 | 4P3D TM25D NSX100B | 5619900 | 5109000 | #REF! | Truc | In Price Book | 4.4 CIRCUIT PROTECTION <=1000A
LV429567 | 4P3D TM16D NSX100B | 5619900 | 5109000 | #REF! | Truc | In Price Book | 4.4 CIRCUIT PROTECTION <=1000A
LV429630 | 3P3D TM100D NSX100F | 4502300 | 4093000 | #REF! | Truc | In Price Book | 4.4 CIRCUIT PROTECTION <=1000A
LV429631 | 3P3D TM80D NSX100F | 4502300 | 4093000 | #REF! | Truc | In Price Book | 4.4 CIRCUIT PROTECTION <=1000A
LV429632 | 3P3D TM63D NSX100F | 4378000 | 3980000 | #REF! | Truc | In Price Book | 4.4 CIRCUIT PROTECTION <=1000A
LV429633 | 3P3D TM50D NSX100F | 4378000 | 3980000 | #REF! | Truc | In Price Book | 4.4 CIRCUIT PROTECTION <=1000A
LV429634 | 3P3D TM40D NSX100F | 4378000 | 3980000 | #REF! | Truc | In Price Book | 4.4 CIRCUIT PROTECTION <=1000A
LV429635 | 3P3D TM32D NSX100F | 4378000 | 3980000 | #REF! | Truc | In Price Book | 4.4 CIRCUIT PROTECTION <=1000A
LV429636 | 3P3D TM25D NSX100F | 4378000 | 3980000 | #REF! | Truc | In Price Book | 4.4 CIRCUIT PROTECTION <=1000A
LV429637 | 3P3D TM16D NSX100F | 4378000 | 3980000 | #REF! | Truc | In Price Book | 4.4 CIRCUIT PROTECTION <=1000A
LV429640 | 4P3D TM100D NSX100F | 6342600 | 5766000 | #REF! | Truc | In Price Book | 4.4 CIRCUIT PROTECTION <=1000A
LV429641 | 4P3D TM80D NSX100F | 6342600 | 5766000 | #REF! | Truc | In Price Book | 4.4 CIRCUIT PROTECTION <=1000A
LV429642 | 4P3D TM63D NSX100F | 5975200 | 5432000 | #REF! | Truc | In Price Book | 4.4 CIRCUIT PROTECTION <=1000A
LV429643 | 4P3D TM50D NSX100F | 5975200 | 5432000 | #REF! | Truc | In Price Book | 4.4 CIRCUIT PROTECTION <=1000A
LV429644 | 4P3D TM40D NSX100F | 5975200 | 5432000 | #REF! | Truc | In Price Book | 4.4 CIRCUIT PROTECTION <=1000A
LV429645 | 4P3D TM32D NSX100F | 5975200 | 5432000 | #REF! | Truc | In Price Book | 4.4 CIRCUIT PROTECTION <=1000A
LV429646 | 4P3D TM25D NSX100F | 5975200 | 5432000 | #REF! | Truc | In Price Book | 4.4 CIRCUIT PROTECTION <=1000A
LV429647 | 4P3D TM16D NSX100F | 5975200 | 5432000 | #REF! | Truc | In Price Book | 4.4 CIRCUIT PROTECTION <=1000A
LV429670 | 3P3D TM100D NSX100H | 5799200 | 5272000 | #REF! | Truc | In Price Book | 4.4 CIRCUIT PROTECTION <=1000A
LV429671 | 3P3D TM80D NSX100H | 5799200 | 5272000 | #REF! | Truc | In Price Book | 4.4 CIRCUIT PROTECTION <=1000A
LV429672 | 3P3D TM63D NSX100H | 5568200 | 5062000 | #REF! | Truc | In Price Book | 4.4 CIRCUIT PROTECTION <=1000A
LV429673 | 3P3D TM50D NSX100H | 5568200 | 5062000 | #REF! | Truc | In Price Book | 4.4 CIRCUIT PROTECTION <=1000A
LV429674 | 3P3D TM40D NSX100H | 5568200 | 5062000 | #REF! | Truc | In Price Book | 4.4 CIRCUIT PROTECTION <=1000A
LV429675 | 3P3D TM32D NSX100H | 5568200 | 5062000 | #REF! | Truc | In Price Book | 4.4 CIRCUIT PROTECTION <=1000A
LV429676 | 3P3D TM25D NSX100H | 5568200 | 5062000 | #REF! | Truc | In Price Book | 4.4 CIRCUIT PROTECTION <=1000A
LV429677 | 3P3D TM16D NSX100H | 5568200 | 5062000 | #REF! | Truc | In Price Book | 4.4 CIRCUIT PROTECTION <=1000A
LV429680 | 4P3D TM100D NSX100H | 8338000 | 7580000 | #REF! | Truc | In Price Book | 4.4 CIRCUIT PROTECTION <=1000A
LV429681 | 4P3D TM80D NSX100H | 8338000 | 7580000 | #REF! | Truc | In Price Book | 4.4 CIRCUIT PROTECTION <=1000A
LV429682 | 4P3D TM63D NSX100H | 7836400 | 7124000 | #REF! | Truc | In Price Book | 4.4 CIRCUIT PROTECTION <=1000A
LV429683 | 4P3D TM50D NSX100H | 7836400 | 7124000 | #REF! | Truc | In Price Book | 4.4 CIRCUIT PROTECTION <=1000A
LV429684 | 4P3D TM40D NSX100H | 7836400 | 7124000 | #REF! | Truc | In Price Book | 4.4 CIRCUIT PROTECTION <=1000A
LV429686 | 4P3D TM25D NSX100H | 7836400 | 7124000 | #REF! | Truc | In Price Book | 4.4 CIRCUIT PROTECTION <=1000A
LV429687 | 4P3D TM16D NSX100H | 7836400 | 7124000 | #REF! | Truc | In Price Book | 4.4 CIRCUIT PROTECTION <=1000A
LV429840 | 3P3D TM100D NSX100N | 5142500 | 4675000 | #REF! | Truc | In Price Book | 4.4 CIRCUIT PROTECTION <=1000A
LV429841 | 3P3D TM80D NSX100N | 5142500 | 4675000 | #REF! | Truc | In Price Book | 4.4 CIRCUIT PROTECTION <=1000A
LV429842 | 3P3D TM63D NSX100N | 5003900 | 4549000 | #REF! | Truc | In Price Book | 4.4 CIRCUIT PROTECTION <=1000A
LV429843 | 3P3D TM50D NSX100N | 5003900 | 4549000 | #REF! | Truc | In Price Book | 4.4 CIRCUIT PROTECTION <=1000A
LV429844 | 3P3D TM40D NSX100N | 5003900 | 4549000 | #REF! | Truc | In Price Book | 4.4 CIRCUIT PROTECTION <=1000A
LV429845 | 3P3D TM32D NSX100N | 5003900 | 4549000 | #REF! | Truc | In Price Book | 4.4 CIRCUIT PROTECTION <=1000A
LV429846 | 3P3D TM25D NSX100N | 5003900 | 4549000 | #REF! | Truc | In Price Book | 4.4 CIRCUIT PROTECTION <=1000A
LV429847 | 3P3D TM16D NSX100N | 5003900 | 4549000 | #REF! | Truc | In Price Book | 4.4 CIRCUIT PROTECTION <=1000A
LV429850 | 4P3D TM100D NSX100N | 7174200 | 6522000 | #REF! | Truc | In Price Book | 4.4 CIRCUIT PROTECTION <=1000A
LV429851 | 4P3D TM80D NSX100N | 7174200 | 6522000 | #REF! | Truc | In Price Book | 4.4 CIRCUIT PROTECTION <=1000A
LV429852 | 4P3D TM63D NSX100N | 6758400 | 6144000 | #REF! | Truc | In Price Book | 4.4 CIRCUIT PROTECTION <=1000A
LV429853 | 4P3D TM50D NSX100N | 6758400 | 6144000 | #REF! | Truc | In Price Book | 4.4 CIRCUIT PROTECTION <=1000A
LV429854 | 4P3D TM40D NSX100N | 6758400 | 6144000 | #REF! | Truc | In Price Book | 4.4 CIRCUIT PROTECTION <=1000A
LV429855 | 4P3D TM32D NSX100N | 6758400 | 6144000 | #REF! | Truc | In Price Book | 4.4 CIRCUIT PROTECTION <=1000A
LV429856 | 4P3D TM25D NSX100N | 6758400 | 6144000 | #REF! | Truc | In Price Book | 4.4 CIRCUIT PROTECTION <=1000A
LV429857 | 4P3D TM16D NSX100N | 6758400 | 6144000 | #REF! | Truc | In Price Book | 4.4 CIRCUIT PROTECTION <=1000A
LV430310 | 3P3D TM160D NSX160B | 6862900 | 6239000 | #REF! | Truc | In Price Book | 4.4 CIRCUIT PROTECTION <=1000A
LV430311 | 3P3D TM125D NSX160B | 5407600 | 4916000 | #REF! | Truc | In Price Book | 4.4 CIRCUIT PROTECTION <=1000A
LV430320 | 4P3D TM160D NSX160B | 9256500 | 8415000 | #REF! | Truc | In Price Book | 4.4 CIRCUIT PROTECTION <=1000A
LV430321 | 4P3D TM125D NSX160B | 8426000 | 7660000 | #REF! | Truc | In Price Book | 4.4 CIRCUIT PROTECTION <=1000A
LV430563 | 150/250A EXTERNAL NEUTRAL CT | 7909000 | 7190000 | #REF! | Truc | In Price Book | 4.4 CIRCUIT PROTECTION <=1000A
LV430630 | 3P3D TM160D NSX160F | 7386500 | 6715000 | #REF! | Truc | In Price Book | 4.4 CIRCUIT PROTECTION <=1000A
LV430631 | 3P3D TM125D NSX160F | 5817900 | 5289000 | #REF! | Truc | In Price Book | 4.4 CIRCUIT PROTECTION <=1000A
LV430640 | 4P3D TM160D NSX160F | 10059500 | 9145000 | #REF! | Truc | In Price Book | 4.4 CIRCUIT PROTECTION <=1000A
LV430641 | 4P3D TM125D NSX160F | 8552500 | 7775000 | #REF! | Truc | In Price Book | 4.4 CIRCUIT PROTECTION <=1000A
LV430670 | 3P3D TM160D NSX160H | 10000100 | 9091000 | #REF! | Truc | In Price Book | 4.4 CIRCUIT PROTECTION <=1000A
LV430671 | 3P3D TM125D NSX160H | 8235700 | 7487000 | #REF! | Truc | In Price Book | 4.4 CIRCUIT PROTECTION <=1000A
LV430680 | 4P3D TM160D NSX160H | 12585100 | 11441000 | #REF! | Truc | In Price Book | 4.4 CIRCUIT PROTECTION <=1000A
LV430681 | 4P3D TM125D NSX160H | 11034100 | 10031000 | #REF! | Truc | In Price Book | 4.4 CIRCUIT PROTECTION <=1000A
LV430840 | 3P3D TM160D NSX160N | 8130100 | 7391000 | #REF! | Truc | In Price Book | 4.4 CIRCUIT PROTECTION <=1000A
LV430841 | 3P3D TM125D NSX160N | 6404200 | 5822000 | #REF! | Truc | In Price Book | 4.4 CIRCUIT PROTECTION <=1000A
LV430850 | 4P3D TM160D NSX160N | 11074800 | 10068000 | #REF! | Truc | In Price Book | 4.4 CIRCUIT PROTECTION <=1000A
LV430851 | 4P3D TM125D NSX160N | 9417100 | 8561000 | #REF! | Truc | In Price Book | 4.4 CIRCUIT PROTECTION <=1000A
LV431110 | 3P3D TM250D NSX250B | 9002400 | 8184000 | #REF! | Truc | In Price Book | 4.4 CIRCUIT PROTECTION <=1000A
LV431111 | 3P3D TM200D NSX250B | 8030000 | 7300000 | #REF! | Truc | In Price Book | 4.4 CIRCUIT PROTECTION <=1000A
LV431120 | 4P3D TM250D NSX250B | 12589500 | 11445000 | #REF! | Truc | In Price Book | 4.4 CIRCUIT PROTECTION <=1000A
LV431121 | 4P3D TM200D NSX250B | 11106700 | 10097000 | #REF! | Truc | In Price Book | 4.4 CIRCUIT PROTECTION <=1000A
LV431535 | 3P 200-440V AC 0.03-10A Vigi MH | 16423000 | 14930000 | #REF! | Truc | In Price Book | 4.4 CIRCUIT PROTECTION <=1000A
LV431536 | 4P 200-440V AC 0.03-10A Vigi MH | 20219100 | 18381000 | #REF! | Truc | In Price Book | 4.4 CIRCUIT PROTECTION <=1000A
LV431541 | 220-240V 50/60HZ 208-277V 60Hz MT250 | 14840100 | 13491000 | #REF! | Truc | In Price Book | 4.4 CIRCUIT PROTECTION <=1000A
LV431542 | 380-415V 50/60HZ 440-480V 60Hz MT250 | 14840100 | 13491000 | #REF! | Truc | In Price Book | 4.4 CIRCUIT PROTECTION <=1000A
LV431543 | 24-30V DC MT250 | 34899700 | 31727000 | #REF! | Truc | In Price Book | 4.4 CIRCUIT PROTECTION <=1000A
LV431546 | 250V DC MT250 | 34899700 | 31727000 | #REF! | Truc | In Price Book | 4.4 CIRCUIT PROTECTION <=1000A
LV431563 | 3P spreader +ph barriers | 599500 | 545000 | #REF! | Truc | In Price Book | 4.4 CIRCUIT PROTECTION <=1000A
LV431564 | 4P spreader +ph barriers | 696300 | 633000 | #REF! | Truc | In Price Book | 4.4 CIRCUIT PROTECTION <=1000A
LV431630 | 3P3D TM250D NSX250F | 10129900 | 9209000 | #REF! | Truc | In Price Book | 4.4 CIRCUIT PROTECTION <=1000A
LV431631 | 3P3D TM200D NSX250F | 9034300 | 8213000 | #REF! | Truc | In Price Book | 4.4 CIRCUIT PROTECTION <=1000A
LV431640 | 4P3D TM250D NSX250F | 14305500 | 13005000 | #REF! | Truc | In Price Book | 4.4 CIRCUIT PROTECTION <=1000A
LV431641 | 4P3D TM200D NSX250F | 12622500 | 11475000 | #REF! | Truc | In Price Book | 4.4 CIRCUIT PROTECTION <=1000A
LV431670 | 3P3D TM250D NSX250H | 13035000 | 11850000 | #REF! | Truc | In Price Book | 4.4 CIRCUIT PROTECTION <=1000A
LV431671 | 3P3D TM200D NSX250H | 13035000 | 11850000 | #REF! | Truc | In Price Book | 4.4 CIRCUIT PROTECTION <=1000A
LV431680 | 4P3D TM250D NSX250H | 18846300 | 17133000 | #REF! | Truc | In Price Book | 4.4 CIRCUIT PROTECTION <=1000A
LV431681 | 4P3D TM200D NSX250H | 18846300 | 17133000 | #REF! | Truc | In Price Book | 4.4 CIRCUIT PROTECTION <=1000A
LV431830 | 3P3D TM250D NSX250N | 10844900 | 9859000 | #REF! | Truc | In Price Book | 4.4 CIRCUIT PROTECTION <=1000A
LV431831 | 3P3D TM200D NSX250N | 9673400 | 8794000 | #REF! | Truc | In Price Book | 4.4 CIRCUIT PROTECTION <=1000A
LV431840 | 4P3D TM250D NSX250N | 15317500 | 13925000 | #REF! | Truc | In Price Book | 4.4 CIRCUIT PROTECTION <=1000A
LV431841 | 4P3D TM200D NSX250N | 13514600 | 12286000 | #REF! | Truc | In Price Book | 4.4 CIRCUIT PROTECTION <=1000A
LV432455 | 3P 200-240VAC 0.3-30A Vigi MB | 24865500 | 22605000 | #REF! | Truc | In Price Book | 4.4 CIRCUIT PROTECTION <=1000A
LV432456 | 4P 200-240VAC 0.3-30A Vigi MB | 28624200 | 26022000 | #REF! | Truc | In Price Book | 4.4 CIRCUIT PROTECTION <=1000A
LV432475 | 2 short rear connections | 1806200 | 1642000 | #REF! | Truc | In Price Book | 4.4 CIRCUIT PROTECTION <=1000A
LV432476 | 2 long rear connections | 3283500 | 2985000 | #REF! | Truc | In Price Book | 4.4 CIRCUIT PROTECTION <=1000A
LV432490 | 3P Spreader (52.5mm) +ph barriers | 2190100 | 1991000 | #REF! | Truc | In Price Book | 4.4 CIRCUIT PROTECTION <=1000A
LV432491 | 4P Spreader (52.5mm) +ph barriers | 2770900 | 2519000 | #REF! | Truc | In Price Book | 4.4 CIRCUIT PROTECTION <=1000A
LV432513 | TORQUE LIMITING SCREWS (SET OF 12) | 1785300 | 1623000 | #REF! | Truc | In Price Book | 4.4 CIRCUIT PROTECTION <=1000A
LV432532 | CHASSIS SIDE PLATE FOR PLUG IN BASE 3 4P | 9293900 | 8449000 | #REF! | Truc | In Price Book | 4.4 CIRCUIT PROTECTION <=1000A
LV432533 | Chassis side plates for 3/4P breaker | 2172500 | 1975000 | #REF! | Truc | In Price Book | 4.4 CIRCUIT PROTECTION <=1000A
LV432538 | 3P Compact plug-in base kit | 13365000 | 12150000 | #REF! | Truc | In Price Book | 4.4 CIRCUIT PROTECTION <=1000A
LV432539 | 4P Compact plug-in base kit | 15401100 | 14001000 | #REF! | Truc | In Price Book | 4.4 CIRCUIT PROTECTION <=1000A
LV432570 | 6 interphase barriers | 565400 | 514000 | #REF! | Truc | In Price Book | 4.4 CIRCUIT PROTECTION <=1000A
LV432571 | NS RETROFIT FRONT COVER (SMALL CUT-OUT) | 899800 | 818000 | #REF! | Truc | In Price Book | 4.4 CIRCUIT PROTECTION <=1000A
LV432575 | 400/630A EXTERNAL NEUTRAL CT | 9798800 | 8908000 | #REF! | Truc | In Price Book | 4.4 CIRCUIT PROTECTION <=1000A
LV432591 | 1 3P SHORT TERMINAL SHIELD | 588500 | 535000 | #REF! | Truc | In Price Book | 4.4 CIRCUIT PROTECTION <=1000A
LV432592 | 1 4P SHORT TERMINAL SHIELD | 676500 | 615000 | #REF! | Truc | In Price Book | 4.4 CIRCUIT PROTECTION <=1000A
LV432593 | 1 3P LONG TERMINAL SHIELD | 742500 | 675000 | #REF! | Truc | In Price Book | 4.4 CIRCUIT PROTECTION <=1000A
LV432594 | 1 4P LONG TERMINAL SHIELD | 811800 | 738000 | #REF! | Truc | In Price Book | 4.4 CIRCUIT PROTECTION <=1000A
LV432595 | 1 3P LONG TERMINAL SHIELD FOR SPREADER | 1801800 | 1638000 | #REF! | Truc | In Price Book | 4.4 CIRCUIT PROTECTION <=1000A
LV432596 | 1 4P LONG TERMINAL SHIELD FOR SPREADER | 1801800 | 1638000 | #REF! | Truc | In Price Book | 4.4 CIRCUIT PROTECTION <=1000A
LV432597 | Direct standard rotary handle | 2156000 | 1960000 | #REF! | Truc | In Price Book | 4.4 CIRCUIT PROTECTION <=1000A
LV432598 | Extended standard rotary handle | 3742200 | 3402000 | #REF! | Truc | In Price Book | 4.4 CIRCUIT PROTECTION <=1000A
LV432603 | TELESCOPIC ROTARY HANDLE (500 MM SHAFT) | 3950100 | 3591000 | #REF! | Truc | In Price Book | 4.4 CIRCUIT PROTECTION <=1000A
LV432604 | Rot handle keylock adapter (w/o keylock) | 599500 | 545000 | #REF! | Truc | In Price Book | 4.4 CIRCUIT PROTECTION <=1000A
LV432614 | Mechanical interlock for toggles | 5328400 | 4844000 | #REF! | Truc | In Price Book | 4.4 CIRCUIT PROTECTION <=1000A
LV432621 | Mechanical interlock for rot handles | 5867400 | 5334000 | #REF! | Truc | In Price Book | 4.4 CIRCUIT PROTECTION <=1000A
LV432631 | Fixed locking device for 3 padlocks | 787600 | 716000 | #REF! | Truc | In Price Book | 4.4 CIRCUIT PROTECTION <=1000A
LV432641 | 220-240V 50/60HZ 208-277V 60Hz MT400/630 | 27454900 | 24959000 | #REF! | Truc | In Price Book | 4.4 CIRCUIT PROTECTION <=1000A
LV432642 | 380-415V AC 50/60Hz MT400/630 | 27454900 | 24959000 | #REF! | Truc | In Price Book | 4.4 CIRCUIT PROTECTION <=1000A
LV432643 | 24-30V DC MT400/630 | 34899700 | 31727000 | #REF! | Truc | In Price Book | 4.4 CIRCUIT PROTECTION <=1000A
LV432646 | 250V DC MT400/630 | 34899700 | 31727000 | #REF! | Truc | In Price Book | 4.4 CIRCUIT PROTECTION <=1000A
LV432676 | 3P3D MICROLOGIC 2.3 400A NSX400F | 16591300 | 15083000 | #REF! | Truc | In Price Book | 4.4 CIRCUIT PROTECTION <=1000A
LV432677 | 4P4D MICROLOGIC 2.3 400A NSX400F | 20574400 | 18704000 | #REF! | Truc | In Price Book | 4.4 CIRCUIT PROTECTION <=1000A
LV432693 | 3P3D Micrologic 2.3 400A NSX400N | 19272000 | 17520000 | #REF! | Truc | In Price Book | 4.4 CIRCUIT PROTECTION <=1000A
LV432694 | 4P4D Micrologic 2.3 400A NSX400N | 23662100 | 21511000 | #REF! | Truc | In Price Book | 4.4 CIRCUIT PROTECTION <=1000A
LV432695 | 3P3D Micrologic 2.3400A NSX400H | 23235300 | 21123000 | #REF! | Truc | In Price Book | 4.4 CIRCUIT PROTECTION <=1000A
LV432696 | 4P4D Micrologic 2.3400A NSX400H | 28140200 | 25582000 | #REF! | Truc | In Price Book | 4.4 CIRCUIT PROTECTION <=1000A
LV432876 | 3P3D MICROLOGIC 2.3 630A NSX630F | 25567300 | 23243000 | #REF! | Truc | In Price Book | 4.4 CIRCUIT PROTECTION <=1000A
LV432877 | 4P4D MICROLOGIC 2.3 630A NSX630F | 30180700 | 27437000 | #REF! | Truc | In Price Book | 4.4 CIRCUIT PROTECTION <=1000A
LV432893 | 3P3D Micrologic 2.3 630A NSX630N | 27868500 | 25335000 | #REF! | Truc | In Price Book | 4.4 CIRCUIT PROTECTION <=1000A
LV432894 | 4P4D Micrologic 2.3 630A NSX630N | 32895500 | 29905000 | #REF! | Truc | In Price Book | 4.4 CIRCUIT PROTECTION <=1000A
LV432895 | 3P3D Micrologic 2.3630A NSX630H | 31445700 | 28587000 | #REF! | Truc | In Price Book | 4.4 CIRCUIT PROTECTION <=1000A
LV432896 | 4P4D Micrologic 2.3630A NSX630H | 42095900 | 38269000 | #REF! | Truc | In Price Book | 4.4 CIRCUIT PROTECTION <=1000A
LV510300 | CVS100B TM16D 3P 25kA | 2894100 | 2631000 | #REF! | Truc | In Price Book | 2.2 MCCB EASYPACT UP TO 250A AND ACCESSORIES
LV510301 | CVS100B TM25D 3P 25kA | 2894100 | 2631000 | #REF! | Truc | In Price Book | 2.2 MCCB EASYPACT UP TO 250A AND ACCESSORIES
LV510302 | CVS100B TM32D 3P 25kA | 2894100 | 2631000 | #REF! | Truc | In Price Book | 2.2 MCCB EASYPACT UP TO 250A AND ACCESSORIES
LV510303 | CVS100B TM40D 3P 25kA | 2894100 | 2631000 | #REF! | Truc | In Price Book | 2.2 MCCB EASYPACT UP TO 250A AND ACCESSORIES
LV510304 | CVS100B TM50D 3P 25kA | 2894100 | 2631000 | #REF! | Truc | In Price Book | 2.2 MCCB EASYPACT UP TO 250A AND ACCESSORIES
LV510305 | CVS100B TM63D 3P 25kA | 2894100 | 2631000 | #REF! | Truc | In Price Book | 2.2 MCCB EASYPACT UP TO 250A AND ACCESSORIES
LV510306 | CVS100B TM80D 3P 25kA | 2923800 | 2658000 | #REF! | Truc | In Price Book | 2.2 MCCB EASYPACT UP TO 250A AND ACCESSORIES
LV510307 | CVS100B TM100D 3P 25kA | 2923800 | 2658000 | #REF! | Truc | In Price Book | 2.2 MCCB EASYPACT UP TO 250A AND ACCESSORIES
LV510310 | CVS100B TM16D 4P 25kA | 3866500 | 3515000 | #REF! | Truc | In Price Book | 2.2 MCCB EASYPACT UP TO 250A AND ACCESSORIES
LV510311 | CVS100B TM25D 4P 25kA | 3866500 | 3515000 | #REF! | Truc | In Price Book | 2.2 MCCB EASYPACT UP TO 250A AND ACCESSORIES
LV510312 | CVS100B TM32D 4P 25kA | 3866500 | 3515000 | #REF! | Truc | In Price Book | 2.2 MCCB EASYPACT UP TO 250A AND ACCESSORIES
LV510313 | CVS100B TM40D 4P 25kA | 3866500 | 3515000 | #REF! | Truc | In Price Book | 2.2 MCCB EASYPACT UP TO 250A AND ACCESSORIES
LV510314 | CVS100B TM50D 4P 25kA | 3866500 | 3515000 | #REF! | Truc | In Price Book | 2.2 MCCB EASYPACT UP TO 250A AND ACCESSORIES
LV510315 | CVS100B TM63D 4P 25kA | 3866500 | 3515000 | #REF! | Truc | In Price Book | 2.2 MCCB EASYPACT UP TO 250A AND ACCESSORIES
LV510316 | CVS100B TM80D 4P 25kA | 4089800 | 3718000 | #REF! | Truc | In Price Book | 2.2 MCCB EASYPACT UP TO 250A AND ACCESSORIES
LV510317 | CVS100B TM100D 4P 25kA | 4089800 | 3718000 | #REF! | Truc | In Price Book | 2.2 MCCB EASYPACT UP TO 250A AND ACCESSORIES
LV510330 | CVS100F TM16D 3P 36kA | 3004100 | 2731000 | #REF! | Truc | In Price Book | 2.2 MCCB EASYPACT UP TO 250A AND ACCESSORIES
LV510331 | CVS100F TM25D 3P 36kA | 3004100 | 2731000 | #REF! | Truc | In Price Book | 2.2 MCCB EASYPACT UP TO 250A AND ACCESSORIES
LV510332 | CVS100F TM32D 3P 36kA | 3004100 | 2731000 | #REF! | Truc | In Price Book | 2.2 MCCB EASYPACT UP TO 250A AND ACCESSORIES
LV510333 | CVS100F TM40D 3P 36kA | 3004100 | 2731000 | #REF! | Truc | In Price Book | 2.2 MCCB EASYPACT UP TO 250A AND ACCESSORIES
LV510334 | CVS100F TM50D 3P 36kA | 3004100 | 2731000 | #REF! | Truc | In Price Book | 2.2 MCCB EASYPACT UP TO 250A AND ACCESSORIES
LV510335 | CVS100F TM63D 3P 36kA | 3004100 | 2731000 | #REF! | Truc | In Price Book | 2.2 MCCB EASYPACT UP TO 250A AND ACCESSORIES
LV510336 | CVS100F TM80D 3P 36kA | 3116300 | 2833000 | #REF! | Truc | In Price Book | 2.2 MCCB EASYPACT UP TO 250A AND ACCESSORIES
LV510337 | CVS100F TM100D 3P 36kA | 3116300 | 2833000 | #REF! | Truc | In Price Book | 2.2 MCCB EASYPACT UP TO 250A AND ACCESSORIES
LV510340 | CVS100F TM16D 4P 36kA | 4171200 | 3792000 | #REF! | Truc | In Price Book | 2.2 MCCB EASYPACT UP TO 250A AND ACCESSORIES
LV510341 | CVS100F TM25D 4P 36kA | 4171200 | 3792000 | #REF! | Truc | In Price Book | 2.2 MCCB EASYPACT UP TO 250A AND ACCESSORIES
LV510342 | CVS100F TM32D 4P 36kA | 4171200 | 3792000 | #REF! | Truc | In Price Book | 2.2 MCCB EASYPACT UP TO 250A AND ACCESSORIES
LV510343 | CVS100F TM40D 4P 36kA | 4171200 | 3792000 | #REF! | Truc | In Price Book | 2.2 MCCB EASYPACT UP TO 250A AND ACCESSORIES
LV510344 | CVS100F TM50D 4P 36kA | 4171200 | 3792000 | #REF! | Truc | In Price Book | 2.2 MCCB EASYPACT UP TO 250A AND ACCESSORIES
LV510345 | CVS100F TM63D 4P 36kA | 4171200 | 3792000 | #REF! | Truc | In Price Book | 2.2 MCCB EASYPACT UP TO 250A AND ACCESSORIES
LV510346 | CVS100F TM80D 4P 36kA | 4451700 | 4047000 | #REF! | Truc | In Price Book | 2.2 MCCB EASYPACT UP TO 250A AND ACCESSORIES
LV510347 | CVS100F TM100D 4P 36kA | 4451700 | 4047000 | #REF! | Truc | In Price Book | 2.2 MCCB EASYPACT UP TO 250A AND ACCESSORIES
LV510470 | CVS100N TM16D 3P3D circuit breaker | 3204300 | 2913000 | #REF! | Truc | In Price Book | 2.2 MCCB EASYPACT UP TO 250A AND ACCESSORIES
LV510471 | CVS100N TM25D 3P3D circuit breaker | 3204300 | 2913000 | #REF! | Truc | In Price Book | 2.2 MCCB EASYPACT UP TO 250A AND ACCESSORIES
LV510472 | CVS100N TM32D 3P3D circuit breaker | 3204300 | 2913000 | #REF! | Truc | In Price Book | 2.2 MCCB EASYPACT UP TO 250A AND ACCESSORIES
LV510473 | CVS100N TM40D 3P3D circuit breaker | 3204300 | 2913000 | #REF! | Truc | In Price Book | 2.2 MCCB EASYPACT UP TO 250A AND ACCESSORIES
LV510474 | CVS100N TM50D 3P3D circuit breaker | 3204300 | 2913000 | #REF! | Truc | In Price Book | 2.2 MCCB EASYPACT UP TO 250A AND ACCESSORIES
LV510475 | CVS100N TM63D 3P3D circuit breaker | 3204300 | 2913000 | #REF! | Truc | In Price Book | 2.2 MCCB EASYPACT UP TO 250A AND ACCESSORIES
LV510476 | CVS100N TM80D 3P3D circuit breaker | 3323100 | 3021000 | #REF! | Truc | In Price Book | 2.2 MCCB EASYPACT UP TO 250A AND ACCESSORIES
LV510477 | CVS100N TM100D 3P3D circuit breaker | 3323100 | 3021000 | #REF! | Truc | In Price Book | 2.2 MCCB EASYPACT UP TO 250A AND ACCESSORIES
LV510480 | CVS100N TM16D 4P3D circuit breaker | 4448400 | 4044000 | #REF! | Truc | In Price Book | 2.2 MCCB EASYPACT UP TO 250A AND ACCESSORIES
LV510481 | CVS100N TM25D 4P3D circuit breaker | 4448400 | 4044000 | #REF! | Truc | In Price Book | 2.2 MCCB EASYPACT UP TO 250A AND ACCESSORIES
LV510482 | CVS100N TM32D 4P3D circuit breaker | 4448400 | 4044000 | #REF! | Truc | In Price Book | 2.2 MCCB EASYPACT UP TO 250A AND ACCESSORIES
LV510483 | CVS100N TM40D 4P3D circuit breaker | 4448400 | 4044000 | #REF! | Truc | In Price Book | 2.2 MCCB EASYPACT UP TO 250A AND ACCESSORIES
LV510484 | CVS100N TM50D 4P3D circuit breaker | 4448400 | 4044000 | #REF! | Truc | In Price Book | 2.2 MCCB EASYPACT UP TO 250A AND ACCESSORIES
LV510485 | CVS100N TM63D 4P3D circuit breaker | 4448400 | 4044000 | #REF! | Truc | In Price Book | 2.2 MCCB EASYPACT UP TO 250A AND ACCESSORIES
LV510486 | CVS100N TM80D 4P3D circuit breaker | 4747600 | 4316000 | #REF! | Truc | In Price Book | 2.2 MCCB EASYPACT UP TO 250A AND ACCESSORIES
LV510487 | CVS100N TM100D 4P3D circuit breaker | 4747600 | 4316000 | #REF! | Truc | In Price Book | 2.2 MCCB EASYPACT UP TO 250A AND ACCESSORIES
LV510930 | CVS100BS TM16D 3P3D CIRCUIT BREAKER | 2448600 | 2226000 | #REF! | Truc | In Price Book | 2.2 MCCB EASYPACT UP TO 250A AND ACCESSORIES
LV510931 | CVS100BS TM20D 3P3D CIRCUIT BREAKER | 2448600 | 2226000 | #REF! | Truc | In Price Book | 2.2 MCCB EASYPACT UP TO 250A AND ACCESSORIES
LV510932 | CVS100BS TM25D 3P3D CIRCUIT BREAKER | 2448600 | 2226000 | #REF! | Truc | In Price Book | 2.2 MCCB EASYPACT UP TO 250A AND ACCESSORIES
LV510933 | CVS100BS TM32D 3P3D CIRCUIT BREAKER | 2448600 | 2226000 | #REF! | Truc | In Price Book | 2.2 MCCB EASYPACT UP TO 250A AND ACCESSORIES
LV510934 | CVS100BS TM40D 3P3D CIRCUIT BREAKER | 2448600 | 2226000 | #REF! | Truc | In Price Book | 2.2 MCCB EASYPACT UP TO 250A AND ACCESSORIES
LV510935 | CVS100BS TM50D 3P3D CIRCUIT BREAKER | 2448600 | 2226000 | #REF! | Truc | In Price Book | 2.2 MCCB EASYPACT UP TO 250A AND ACCESSORIES
LV510936 | CVS100BS TM63D 3P3D CIRCUIT BREAKER | 2448600 | 2226000 | #REF! | Truc | In Price Book | 2.2 MCCB EASYPACT UP TO 250A AND ACCESSORIES
LV510937 | CVS100BS TM80D 3P3D CIRCUIT BREAKER | 2448600 | 2226000 | #REF! | Truc | In Price Book | 2.2 MCCB EASYPACT UP TO 250A AND ACCESSORIES
LV510938 | CVS100BS TM100D 3P3D CIRCUIT BREAKER | 2448600 | 2226000 | #REF! | Truc | In Price Book | 2.2 MCCB EASYPACT UP TO 250A AND ACCESSORIES
LV510952 | CVS100BS TM25D 4P3D circuit breaker | 3305500 | 3005000 | #REF! | Truc | In Price Book | 2.2 MCCB EASYPACT UP TO 250A AND ACCESSORIES
LV510953 | CVS100BS TM32D 4P3D circuit breaker | 3305500 | 3005000 | #REF! | Truc | In Price Book | 2.2 MCCB EASYPACT UP TO 250A AND ACCESSORIES
LV510954 | CVS100BS TM40D 4P3D circuit breaker | 3305500 | 3005000 | #REF! | Truc | In Price Book | 2.2 MCCB EASYPACT UP TO 250A AND ACCESSORIES
LV510955 | CVS100BS TM50D 4P3D circuit breaker | 3305500 | 3005000 | #REF! | Truc | In Price Book | 2.2 MCCB EASYPACT UP TO 250A AND ACCESSORIES
LV510956 | CVS100BS TM63D 4P3D circuit breaker | 3305500 | 3005000 | #REF! | Truc | In Price Book | 2.2 MCCB EASYPACT UP TO 250A AND ACCESSORIES
LV510957 | CVS100BS TM80D 4P3D circuit breaker | 3305500 | 3005000 | #REF! | Truc | In Price Book | 2.2 MCCB EASYPACT UP TO 250A AND ACCESSORIES
LV510958 | CVS100BS TM100D 4P3D circuit breaker | 3305500 | 3005000 | #REF! | Truc | In Price Book | 2.2 MCCB EASYPACT UP TO 250A AND ACCESSORIES
LV516302 | CVS160B TM125D 3P 25kA | 3699300 | 3363000 | #REF! | Truc | In Price Book | 2.2 MCCB EASYPACT UP TO 250A AND ACCESSORIES
LV516303 | CVS160B TM160D 3P 25kA | 4702500 | 4275000 | #REF! | Truc | In Price Book | 2.2 MCCB EASYPACT UP TO 250A AND ACCESSORIES
LV516312 | CVS160B TM125D 4P 25kA | 5563800 | 5058000 | #REF! | Truc | In Price Book | 2.2 MCCB EASYPACT UP TO 250A AND ACCESSORIES
LV516313 | CVS160B TM160D 4P 25kA | 6331600 | 5756000 | #REF! | Truc | In Price Book | 2.2 MCCB EASYPACT UP TO 250A AND ACCESSORIES
LV516332 | CVS160F TM125D 3P 36kA | 4006200 | 3642000 | #REF! | Truc | In Price Book | 2.2 MCCB EASYPACT UP TO 250A AND ACCESSORIES
LV516333 | CVS160F TM160D 3P 36kA | 5062200 | 4602000 | #REF! | Truc | In Price Book | 2.2 MCCB EASYPACT UP TO 250A AND ACCESSORIES
LV516342 | CVS160F TM125D 4P 36kA | 5852000 | 5320000 | #REF! | Truc | In Price Book | 2.2 MCCB EASYPACT UP TO 250A AND ACCESSORIES
LV516343 | CVS160F TM160D 4P 36kA | 6882700 | 6257000 | #REF! | Truc | In Price Book | 2.2 MCCB EASYPACT UP TO 250A AND ACCESSORIES
LV525302 | CVS250B TM200D 3P 25kA | 5492300 | 4993000 | #REF! | Truc | In Price Book | 2.2 MCCB EASYPACT UP TO 250A AND ACCESSORIES
LV525303 | CVS250B TM250D 3P 25kA | 6160000 | 5600000 | #REF! | Truc | In Price Book | 2.2 MCCB EASYPACT UP TO 250A AND ACCESSORIES
LV525312 | CVS250B TM200D 4P 25kA | 7598800 | 6908000 | #REF! | Truc | In Price Book | 2.2 MCCB EASYPACT UP TO 250A AND ACCESSORIES
LV525313 | CVS250B TM250D 4P 25kA | 8613000 | 7830000 | #REF! | Truc | In Price Book | 2.2 MCCB EASYPACT UP TO 250A AND ACCESSORIES
LV525332 | CVS250F TM200D 3P 36kA | 6202900 | 5639000 | #REF! | Truc | In Price Book | 2.2 MCCB EASYPACT UP TO 250A AND ACCESSORIES
LV525333 | CVS250F TM250D 3P 36kA | 6930000 | 6300000 | #REF! | Truc | In Price Book | 2.2 MCCB EASYPACT UP TO 250A AND ACCESSORIES
LV525342 | CVS250F TM200D 4P 36kA | 8637200 | 7852000 | #REF! | Truc | In Price Book | 2.2 MCCB EASYPACT UP TO 250A AND ACCESSORIES
LV525343 | CVS250F TM250D 4P 36kA | 9785600 | 8896000 | #REF! | Truc | In Price Book | 2.2 MCCB EASYPACT UP TO 250A AND ACCESSORIES
LV540305 | CVS400F TM320D 3P 36kA | 10470900 | 9519000 | #REF! | Truc | In Price Book | 4.5 MCCB EASYPACT > 250A, EZCV AND ACCESSORIES
LV540306 | CVS400F TM400D 3P 36kA | 11020900 | 10019000 | #REF! | Truc | In Price Book | 4.5 MCCB EASYPACT > 250A, EZCV AND ACCESSORIES
LV540308 | CVS400F TM320D 4P 36kA | 12123100 | 11021000 | #REF! | Truc | In Price Book | 4.5 MCCB EASYPACT > 250A, EZCV AND ACCESSORIES
LV540309 | CVS400F TM400D 4P 36kA | 13501400 | 12274000 | #REF! | Truc | In Price Book | 4.5 MCCB EASYPACT > 250A, EZCV AND ACCESSORIES
LV540315 | CVS400N TM320D 3P 50kA | 11572000 | 10520000 | #REF! | Truc | In Price Book | 4.5 MCCB EASYPACT > 250A, EZCV AND ACCESSORIES
LV540316 | CVS400N TM400D 3P 50kA | 12399200 | 11272000 | #REF! | Truc | In Price Book | 4.5 MCCB EASYPACT > 250A, EZCV AND ACCESSORIES
LV540318 | CVS400N TM320D 4P 50kA | 14602500 | 13275000 | #REF! | Truc | In Price Book | 4.5 MCCB EASYPACT > 250A, EZCV AND ACCESSORIES
LV540319 | CVS400N TM400D 4P 50kA | 15428600 | 14026000 | #REF! | Truc | In Price Book | 4.5 MCCB EASYPACT > 250A, EZCV AND ACCESSORIES
LV563305 | CVS630F TM500D 3P 36kA | 14190000 | 12900000 | #REF! | Truc | In Price Book | 4.5 MCCB EASYPACT > 250A, EZCV AND ACCESSORIES
LV563306 | CVS630F TM600D 3P 36kA | 16373500 | 14885000 | #REF! | Truc | In Price Book | 4.5 MCCB EASYPACT > 250A, EZCV AND ACCESSORIES
LV563308 | CVS630F TM500D 4P 36kA | 17738600 | 16126000 | #REF! | Truc | In Price Book | 4.5 MCCB EASYPACT > 250A, EZCV AND ACCESSORIES
LV563309 | CVS630F TM600D 4P 36kA | 18830900 | 17119000 | #REF! | Truc | In Price Book | 4.5 MCCB EASYPACT > 250A, EZCV AND ACCESSORIES
LV563315 | CVS630N TM500D 3P 50kA | 16373500 | 14885000 | #REF! | Truc | In Price Book | 4.5 MCCB EASYPACT > 250A, EZCV AND ACCESSORIES
LV563316 | CVS630N TM600D 3P 50kA | 17598900 | 15999000 | #REF! | Truc | In Price Book | 4.5 MCCB EASYPACT > 250A, EZCV AND ACCESSORIES
LV563318 | CVS630N TM500D 4P 50kA | 19101500 | 17365000 | #REF! | Truc | In Price Book | 4.5 MCCB EASYPACT > 250A, EZCV AND ACCESSORIES
LV563319 | CVS630N TM600D 4P 50kA | 20739400 | 18854000 | #REF! | Truc | In Price Book | 4.5 MCCB EASYPACT > 250A, EZCV AND ACCESSORIES
MVS08H3MF2L | EP MVS CB 800A 65kA 3P MF ET2 fixed manu | 90883100 | 82621000 | #REF! | Truc | In Price Book | 4.3 EASYPACT MVS - ACCESSORIES
MVS08H3MW2L | EP MVS CB 800A 65kA 3P MDO ET2 drawout m | 114559500 | 104145000 | #REF! | Truc | In Price Book | 4.3 EASYPACT MVS - ACCESSORIES
MVS08H4MF2L | EP MVS CB 800A 65kA 4P MF ET2 fixed manu | 103780600 | 94346000 | #REF! | Truc | In Price Book | 4.3 EASYPACT MVS - ACCESSORIES
MVS08H4MW2L | EP MVS CB 800A 65kA 4P MDO ET2 drawout m | 125954400 | 114504000 | #REF! | Truc | In Price Book | 4.3 EASYPACT MVS - ACCESSORIES
MVS08N3MF2L | EP MVS CB 800A 50kA 3P MF ET2 fixed manu | 77193600 | 70176000 | #REF! | Truc | In Price Book | 4.3 EASYPACT MVS - ACCESSORIES
MVS08N3MW2L | EP MVS CB 800A 50kA 3P MDO ET2 drawout m | 100810600 | 91646000 | #REF! | Truc | In Price Book | 4.3 EASYPACT MVS - ACCESSORIES
MVS08N4MF2L | EP MVS CB 800A 50kA 4P MF ET2 fixed manu | 95719800 | 87018000 | #REF! | Truc | In Price Book | 4.3 EASYPACT MVS - ACCESSORIES
MVS08N4MW2L | EP MVS CB 800A 50kA 4P MDO ET2 drawout m | 110839300 | 100763000 | #REF! | Truc | In Price Book | 4.3 EASYPACT MVS - ACCESSORIES
MVS10H3MF2L | EP MVS CB 1000A 65kA 3P MF ET2 fixed man | 92721200 | 84292000 | #REF! | Truc | In Price Book | 4.3 EASYPACT MVS - ACCESSORIES
MVS10H3MW2L | EP MVS CB 1000A 65kA 3P MDO ET2 drawout | 115222800 | 104748000 | #REF! | Truc | In Price Book | 4.3 EASYPACT MVS - ACCESSORIES
MVS10H4MF2L | EP MVS CB 1000A 65kA 4P MF ET2 fixed man | 108676700 | 98797000 | #REF! | Truc | In Price Book | 4.3 EASYPACT MVS - ACCESSORIES
MVS10H4MW2L | EP MVS CB 1000A 65kA 4P MDO ET2 drawout | 128590000 | 116900000 | #REF! | Truc | In Price Book | 4.3 EASYPACT MVS - ACCESSORIES
MVS10N3MF2L | EP MVS CB 1000A 50kA 3P MF ET2 fixed man | 80731200 | 73392000 | #REF! | Truc | In Price Book | 4.3 EASYPACT MVS - ACCESSORIES
MVS10N3MW2L | EP MVS CB 1000A 50kA 3P MDO ET2 drawout | 101395800 | 92178000 | #REF! | Truc | In Price Book | 4.3 EASYPACT MVS - ACCESSORIES
MVS10N4MF2L | EP MVS CB 1000A 50kA 4P MF ET2 fixed man | 100106600 | 91006000 | #REF! | Truc | In Price Book | 4.3 EASYPACT MVS - ACCESSORIES
MVS10N4MW2L | EP MVS CB 1000A 50kA 4P MDO ET2 drawout | 113157000 | 102870000 | #REF! | Truc | In Price Book | 4.3 EASYPACT MVS - ACCESSORIES
MVS12H3MF2L | EP MVS CB 1250A 65kA 3P MF ET2 fixed man | 94967400 | 86334000 | #REF! | Truc | In Price Book | 4.3 EASYPACT MVS - ACCESSORIES
MVS12H3MW2L | EP MVS CB 1250A 65kA 3P MDO ET2 drawout | 119446800 | 108588000 | #REF! | Truc | In Price Book | 4.3 EASYPACT MVS - ACCESSORIES
MVS12H4MF2L | EP MVS CB 1250A 65kA 4P MF ET2 fixed man | 115657300 | 105143000 | #REF! | Truc | In Price Book | 4.3 EASYPACT MVS - ACCESSORIES
MVS12H4MW2L | EP MVS CB 1250A 65kA 4P MDO ET2 drawout ma | 132570900 | 120519000 | #REF! | Truc | In Price Book | 4.3 EASYPACT MVS - ACCESSORIES
MVS12N3MF2L | EP MVS CB 1250A 50kA 3P MF ET2 fixed man | 82616600 | 75106000 | #REF! | Truc | In Price Book | 4.3 EASYPACT MVS - ACCESSORIES
MVS12N3MW2L | EP MVS CB 1250A 50kA 3P MDO ET2 drawout | 105740800 | 96128000 | #REF! | Truc | In Price Book | 4.3 EASYPACT MVS - ACCESSORIES
MVS12N4MF2L | EP MVS CB 1250A 50kA 4P MF ET2 fixed man | 102443000 | 93130000 | #REF! | Truc | In Price Book | 4.3 EASYPACT MVS - ACCESSORIES
MVS12N4MW2L | EP MVS CB 1250A 50kA 4P MDO ET2 drawout | 118468900 | 107699000 | #REF! | Truc | In Price Book | 4.3 EASYPACT MVS - ACCESSORIES
MVS16H3MF2L | EP MVS CB 1600A 65kA 3P MF ET2 fixed man | 97907700 | 89007000 | #REF! | Truc | In Price Book | 4.3 EASYPACT MVS - ACCESSORIES
MVS16H3MW2L | EP MVS CB 1600A 65kA 3P MDO ET2 drawout | 127048900 | 115499000 | #REF! | Truc | In Price Book | 4.3 EASYPACT MVS - ACCESSORIES
MVS16H4MF2L | EP MVS CB 1600A 65kA 4P MF ET2 fixed man | 117488800 | 106808000 | #REF! | Truc | In Price Book | 4.3 EASYPACT MVS - ACCESSORIES
MVS16H4MW2L | EP MVS CB 1600A 65kA 4P MDO ET2 drawout | 135452900 | 123139000 | #REF! | Truc | In Price Book | 4.3 EASYPACT MVS - ACCESSORIES
MVS16N3MF2L | EP MVS CB 1600A 50kA 3P MF ET2 fixed man | 90095500 | 81905000 | #REF! | Truc | In Price Book | 4.3 EASYPACT MVS - ACCESSORIES
MVS16N3MW2L | EP MVS CB 1600A 50kA 3P MDO ET2 drawout | 116883800 | 106258000 | #REF! | Truc | In Price Book | 4.3 EASYPACT MVS - ACCESSORIES
MVS16N4MF2L | EP MVS CB 1600A 50kA 4P MF ET2 fixed man | 107477700 | 97707000 | #REF! | Truc | In Price Book | 4.3 EASYPACT MVS - ACCESSORIES
MVS16N4MW2L | EP MVS CB 1600A 50kA 4P MDO ET2 drawout | 121965800 | 110878000 | #REF! | Truc | In Price Book | 4.3 EASYPACT MVS - ACCESSORIES
MVS20H3MF2L | EP MVS CB 2000A 65kA 3P MF ET2 fixed man | 109370800 | 99428000 | #REF! | Truc | In Price Book | 4.3 EASYPACT MVS - ACCESSORIES
MVS20H3MW2L | EP MVS CB 2000A 65kA 3P MDO ET2 drawout | 140437000 | 127670000 | #REF! | Truc | In Price Book | 4.3 EASYPACT MVS - ACCESSORIES
MVS20H4MF2L | EP MVS CB 2000A 65kA 4P MF ET2 fixed man | 130502900 | 118639000 | #REF! | Truc | In Price Book | 4.3 EASYPACT MVS - ACCESSORIES
MVS20H4MW2L | EP MVS CB 2000A 65kA 4P MDO ET2 drawout | 158263600 | 143876000 | #REF! | Truc | In Price Book | 4.3 EASYPACT MVS - ACCESSORIES
MVS20N3MF2L | EP MVS CB 2000A 50kA 3P MF ET2 fixed man | 101159300 | 91963000 | #REF! | Truc | In Price Book | 4.3 EASYPACT MVS - ACCESSORIES
MVS20N3MW2L | EP MVS CB 2000A 50kA 3P MDO ET2 drawout | 129202700 | 117457000 | #REF! | Truc | In Price Book | 4.3 EASYPACT MVS - ACCESSORIES
MVS20N4MF2L | EP MVS CB 2000A 50kA 4P MF ET2 fixed man | 120705200 | 109732000 | #REF! | Truc | In Price Book | 4.3 EASYPACT MVS - ACCESSORIES
MVS20N4MW2L | EP MVS CB 2000A 50kA 4P MDO ET2 drawout | 145602600 | 132366000 | #REF! | Truc | In Price Book | 4.3 EASYPACT MVS - ACCESSORIES
MVS21412 | ETA 2I - Drawout | 4911500 | 4465000 | #REF! | Truc | In Price Book | Do not sell in loose component. Added value
MVS21413 | ETV 2I - DRAWOUT | 11034100 | 10031000 | #REF! | Truc | In Price Book | 4.3 EASYPACT MVS - ACCESSORIES
MVS21414 | ET 5S - Drawout | 4906000 | 4460000 | #REF! | Truc | In Price Book | Do not sell in loose component. Added value
MVS21415 | ETA 5S - Drawout | 5564900 | 5059000 | #REF! | Truc | In Price Book | Do not sell in loose component. Added value
MVS21417 | ET 6G - Drawout | 11260700 | 10237000 | #REF! | Truc | In Price Book | Do not sell in loose component. Added value
MVS21418 | ETA 6G - Drawout | 13258300 | 12053000 | #REF! | Truc | In Price Book | Do not sell in loose component. Added value
MVS21419 | ETV 6G - Drawout | 14209800 | 12918000 | #REF! | Truc | In Price Book | Do not sell in loose component. Added value
MVS21422 | ETA 2I - Fixed | 4911500 | 4465000 | #REF! | Truc | In Price Book | Do not sell in loose component. Added value
MVS21423 | ETV 2I - FIXED | 11034100 | 10031000 | #REF! | Truc | In Price Book | 4.3 EASYPACT MVS - ACCESSORIES
MVS21424 | ET 5S - Fixed | 4906000 | 4460000 | #REF! | Truc | In Price Book | Do not sell in loose component. Added value
MVS21425 | ETA 5S - Fixed | 5564900 | 5059000 | #REF! | Truc | In Price Book | Do not sell in loose component. Added value
MVS21427 | ET 6G - Fixed | 11260700 | 10237000 | #REF! | Truc | In Price Book | Do not sell in loose component. Added value
MVS21428 | ETA 6G - Fixed | 13258300 | 12053000 | #REF! | Truc | In Price Book | Do not sell in loose component. Added value
MVS21429 | ETV 6G - Fixed | 14209800 | 12918000 | #REF! | Truc | In Price Book | Do not sell in loose component. Added value
MVS21803 | CLOSING COIL MVS XF 200/250 V AC/DC FIXED | 9127800 | 8298000 | #REF! | Truc | In Price Book | 4.3 EASYPACT MVS - ACCESSORIES
MVS21804 | CLOSING COIL MVS XF 200/250 V AC/DC DRAWOUT | 9127800 | 8298000 | #REF! | Truc | In Price Book | 4.3 EASYPACT MVS - ACCESSORIES
MVS21805 | CLOSING COIL MVS XF 380/480 V AC/DC FIXED | 9127800 | 8298000 | #REF! | Truc | In Price Book | 4.3 EASYPACT MVS - ACCESSORIES
MVS21806 | CLOSING COIL MVS XF 380/480 V AC/DC DRAWOUT | 9127800 | 8298000 | #REF! | Truc | In Price Book | 4.3 EASYPACT MVS - ACCESSORIES
MVS25H3MF2L | EP MVS CB 2500A 65kA 3P MF ET2 fixed man | 124341800 | 113038000 | #REF! | Truc | In Price Book | 4.3 EASYPACT MVS - ACCESSORIES
MVS25H3MW2L | EP MVS CB 2500A 65kA 3P MDO ET2 drawout | 148853100 | 135321000 | #REF! | Truc | In Price Book | 4.3 EASYPACT MVS - ACCESSORIES
MVS25H4MF2L | EP MVS CB 2500A 65kA 4P MF ET2 fixed man | 138371200 | 125792000 | #REF! | Truc | In Price Book | 4.3 EASYPACT MVS - ACCESSORIES
MVS25H4MW2L | EP MVS CB 2500A 65kA 4P MDO ET2 drawout | 166119800 | 151018000 | #REF! | Truc | In Price Book | 4.3 EASYPACT MVS - ACCESSORIES
MVS25N3MF2L | EP MVS CB 2500A 50kA 3P MF ET2 fixed man | 111405800 | 101278000 | #REF! | Truc | In Price Book | 4.3 EASYPACT MVS - ACCESSORIES
MVS25N3MW2L | EP MVS CB 2500A 50kA 3P MDO ET2 drawout | 132479600 | 120436000 | #REF! | Truc | In Price Book | 4.3 EASYPACT MVS - ACCESSORIES
MVS25N4MF2L | EP MVS CB 2500A 50kA 4P MF ET2 fixed man | 125321900 | 113929000 | #REF! | Truc | In Price Book | 4.3 EASYPACT MVS - ACCESSORIES
MVS25N4MW2L | EP MVS CB 2500A 50kA 4P MDO ET2 drawout | 147846600 | 134406000 | #REF! | Truc | In Price Book | 4.3 EASYPACT MVS - ACCESSORIES
MVS32H3MF2L | EP MVS CB 3200A 65kA 3P MF ET2 fixed man | 143953700 | 130867000 | #REF! | Truc | In Price Book | 4.3 EASYPACT MVS - ACCESSORIES
MVS32H3MW2L | EP MVS CB 3200A 65kA 3P MDO ET2 drawout | 166912900 | 151739000 | #REF! | Truc | In Price Book | 4.3 EASYPACT MVS - ACCESSORIES
MVS32H4MF2L | EP MVS CB 3200A 65kA 4P MF ET2 fixed man | 170359200 | 154872000 | #REF! | Truc | In Price Book | 4.3 EASYPACT MVS - ACCESSORIES
MVS32H4MW2L | EP MVS CB 3200A 65kA 4P MDO ET2 drawout | 196623900 | 178749000 | #REF! | Truc | In Price Book | 4.3 EASYPACT MVS - ACCESSORIES
MVS32N3MF2L | EP MVS CB 3200A 50kA 3P MF ET2 fixed man | 128119200 | 116472000 | #REF! | Truc | In Price Book | 4.3 EASYPACT MVS - ACCESSORIES
MVS32N3MW2L | EP MVS CB 3200A 50kA 3P MDO ET2 drawout | 150777000 | 137070000 | #REF! | Truc | In Price Book | 4.3 EASYPACT MVS - ACCESSORIES
MVS32N4MF2L | EP MVS CB 3200A 50kA 4P MF ET2 fixed man | 150130200 | 136482000 | #REF! | Truc | In Price Book | 4.3 EASYPACT MVS - ACCESSORIES
MVS32N4MW2L | EP MVS CB 3200A 50kA 4P MDO ET2 drawout | 174994600 | 159086000 | #REF! | Truc | In Price Book | 4.3 EASYPACT MVS - ACCESSORIES
MVS40H3MF2L | EP MVS CB 4000A 65kA 3P MF ET2 fixed man | 226597800 | 205998000 | #REF! | Truc | In Price Book | 4.3 EASYPACT MVS - ACCESSORIES
MVS40H3MW2L | EP MVS CB 4000A 65kA 3P MDO ET2 drawout | 328937400 | 299034000 | #REF! | Truc | In Price Book | 4.3 EASYPACT MVS - ACCESSORIES
MVS40H4MF2L | EP MVS CB 4000A 65kA 4P MF ET2 fixed man | 276599400 | 251454000 | #REF! | Truc | In Price Book | 4.3 EASYPACT MVS - ACCESSORIES
MVS40H4MW2L | EP MVS CB 4000A 65kA 4P MDO ET2 drawout | 407880000 | 370800000 | #REF! | Truc | In Price Book | 4.3 EASYPACT MVS - ACCESSORIES
MVS40N3MF2L | EP MVS CB 4000A 55kA 3P MF ET2 fixed man | 211756600 | 192506000 | #REF! | Truc | In Price Book | 4.3 EASYPACT MVS - ACCESSORIES
MVS40N3MW2L | EP MVS CB 4000A 55kA 3P MDO ET2 drawout | 292752900 | 266139000 | #REF! | Truc | In Price Book | 4.3 EASYPACT MVS - ACCESSORIES
MVS40N4MF2L | EP MVS CB 4000A 55kA 4P MF ET2 fixed man | 246173400 | 223794000 | #REF! | Truc | In Price Book | 4.3 EASYPACT MVS - ACCESSORIES
MVS40N4MW2L | EP MVS CB 4000A 55kA 4P MDO ET2 drawout | 363013200 | 330012000 | #REF! | Truc | In Price Book | 4.3 EASYPACT MVS - ACCESSORIES
NS06bH3DE2 | NS 630A-B H 3P ELEC D/O MLOGIC 2 | 179147100 | 162861000 | #REF! | Truc | In Price Book | 4.4 CIRCUIT PROTECTION <=1000A
NS06bH3DM2 | NS 630A-B H 3P MAN D/O MLOGIC 2 | 117460200 | 106782000 | #REF! | Truc | In Price Book | 4.4 CIRCUIT PROTECTION <=1000A
NS06bH3E2 | NS 630A-B H 3P ELE MLOGIC 2 | 114228400 | 103844000 | #REF! | Truc | In Price Book | 4.4 CIRCUIT PROTECTION <=1000A
NS06bH3M2 | NS630B H 3P FIXED FRONT CONNECTED AND MI | 53181700 | 48347000 | #REF! | Truc | In Price Book | 4.4 CIRCUIT PROTECTION <=1000A
NS06bH4DE2 | NS 630A-B H 4P ELE MLOGIC 2 | 229268600 | 208426000 | #REF! | Truc | In Price Book | 4.4 CIRCUIT PROTECTION <=1000A
NS06bH4DM2 | NS 630B H 4P FIXED FRONT CONNECTED AND M | 166063700 | 150967000 | #REF! | Truc | In Price Book | 4.4 CIRCUIT PROTECTION <=1000A
NS06bH4E2 | NS 630A-B H 4P ELE MLOGIC 2 | 136462700 | 124057000 | #REF! | Truc | In Price Book | 4.4 CIRCUIT PROTECTION <=1000A
NS06bH4M2 | NS 630B H 4P FIXED FRONT CONNECTED AND M | 88449900 | 80409000 | #REF! | Truc | In Price Book | 4.4 CIRCUIT PROTECTION <=1000A
NS06bN3DE2 | NS 630A-B N 3P ELEC D/O MLOGIC 2 | 172044400 | 156404000 | #REF! | Truc | In Price Book | 4.4 CIRCUIT PROTECTION <=1000A
NS06bN3DM2 | NS 630A-B N 3P MAN D/O MLOGIC 2 | 112960100 | 102691000 | #REF! | Truc | In Price Book | 4.4 CIRCUIT PROTECTION <=1000A
NS06bN3E2 | NS 630A-B N 3P ELE MLOGIC 2 | 107327000 | 97570000 | #REF! | Truc | In Price Book | 4.4 CIRCUIT PROTECTION <=1000A
NS06bN3M2 | NS630B N 3P FIXED FRONT CONNECTED AND MI | 47151500 | 42865000 | #REF! | Truc | In Price Book | 4.4 CIRCUIT PROTECTION <=1000A
NS06bN4DE2 | NS 630A-B N 4P ELE D/O MLOGIC 2 | 212789500 | 193445000 | #REF! | Truc | In Price Book | 4.4 CIRCUIT PROTECTION <=1000A
NS06bN4DM2 | NS 630A-B N 4P MAN D/O MLOGIC 2 | 155579600 | 141436000 | #REF! | Truc | In Price Book | 4.4 CIRCUIT PROTECTION <=1000A
NS06bN4E2 | NS 630A-B N 4P ELE MLOGIC 2 | 124227400 | 112934000 | #REF! | Truc | In Price Book | 4.4 CIRCUIT PROTECTION <=1000A
NS06bN4M2 | NS630B N 4P FIXED FRONT CONNECTED AND MI | 57051500 | 51865000 | #REF! | Truc | In Price Book | 4.4 CIRCUIT PROTECTION <=1000A
NS080H3DE2 | NS 800A H 3P ELEC D/O MLOGIC 2 | 182919000 | 166290000 | #REF! | Truc | In Price Book | 4.4 CIRCUIT PROTECTION <=1000A
NS080H3DM2 | NS 800A H 3P MAN D/O MLOGIC 2 | 123193400 | 111994000 | #REF! | Truc | In Price Book | 4.4 CIRCUIT PROTECTION <=1000A
NS080H3E2 | NS 800A H 3P ELE MLOGIC 2 | 117187400 | 106534000 | #REF! | Truc | In Price Book | 4.4 CIRCUIT PROTECTION <=1000A
NS080H3M2 | NS 800 H 3P FIXED FRONT CONNECTED AND MI | 57295700 | 52087000 | #REF! | Truc | In Price Book | 4.4 CIRCUIT PROTECTION <=1000A
NS080H4DE2 | NS 800A H 4P ELE D/O MLOGIC 2 | 229964900 | 209059000 | #REF! | Truc | In Price Book | 4.4 CIRCUIT PROTECTION <=1000A
NS080H4DM2 | FIXED FRONT CONNECTED NS800 AND MICROL | 172100500 | 156455000 | #REF! | Truc | In Price Book | 4.4 CIRCUIT PROTECTION <=1000A
NS080H4E2 | NS 800A H 4P ELE MLOGIC 2 | 141186100 | 128351000 | #REF! | Truc | In Price Book | 4.4 CIRCUIT PROTECTION <=1000A
NS080H4M2 | FIXED FRONT CONNECTED NS800 AND MICROL | 92068900 | 83699000 | #REF! | Truc | In Price Book | 4.4 CIRCUIT PROTECTION <=1000A
NS080N3DE2 | NS 800A N 3P ELEC D/O MLOGIC 2 | 177675300 | 161523000 | #REF! | Truc | In Price Book | 4.4 CIRCUIT PROTECTION <=1000A
NS080N3DM2 | NS 800A N 3P MAN D/O MLOGIC 2 | 113339600 | 103036000 | #REF! | Truc | In Price Book | 4.4 CIRCUIT PROTECTION <=1000A
NS080N3E2 | NS 800A N 3P ELE MLOGIC 2 | 111697300 | 101543000 | #REF! | Truc | In Price Book | 4.4 CIRCUIT PROTECTION <=1000A
NS080N3M2 | NS 800 N 3P FIXED FRONT CONNECTED AND MI | 47151500 | 42865000 | #REF! | Truc | In Price Book | 4.4 CIRCUIT PROTECTION <=1000A
NS080N4DE2 | NS 800A N 4P ELE D/O MLOGIC 2 | 218544700 | 198677000 | #REF! | Truc | In Price Book | 4.4 CIRCUIT PROTECTION <=1000A
NS080N4DM2 | NS 800A N 4P MAN D/O MLOGIC 2 | 165500500 | 150455000 | #REF! | Truc | In Price Book | 4.4 CIRCUIT PROTECTION <=1000A
NS080N4E2 | NS 800A N 4P ELE MLOGIC 2 | 134380400 | 122164000 | #REF! | Truc | In Price Book | 4.4 CIRCUIT PROTECTION <=1000A
NS080N4M2 | NS 800 N 4P FIXED FRONT CONNECTED AND MI | 59863100 | 54421000 | #REF! | Truc | In Price Book | 4.4 CIRCUIT PROTECTION <=1000A
NS100H3DE2 | NS 1000A H 3P ELEC D/O MLOGIC 2 | 192710100 | 175191000 | #REF! | Truc | In Price Book | 4.4 CIRCUIT PROTECTION <=1000A
NS100H3DM2 | NS 1000A H 3P MAN D/O MLOGIC 2 | 147588100 | 134171000 | #REF! | Truc | In Price Book | 4.4 CIRCUIT PROTECTION <=1000A
NS100H3E2 | NS 1000A H 3P ELE MLOGIC 2 | 126853100 | 115321000 | #REF! | Truc | In Price Book | 4.4 CIRCUIT PROTECTION <=1000A
NS100H3M2 | NS1000 H3P FIXED FRONT CONNECTED AND MIC | 66053900 | 60049000 | #REF! | Truc | In Price Book | 4.4 CIRCUIT PROTECTION <=1000A
NS100H4DE2 | NS 1000A H 4P ELE D/O MLOGIC 2 | 235783900 | 214349000 | #REF! | Truc | In Price Book | 4.4 CIRCUIT PROTECTION <=1000A
NS100H4DM2 | NS1000 H4P FIXED FRONT CONNECTED AND MIC | 183889200 | 167172000 | #REF! | Truc | In Price Book | 4.4 CIRCUIT PROTECTION <=1000A
NS100H4E2 | NS 1000A H 4P ELE MLOGIC 2 | 148930100 | 135391000 | #REF! | Truc | In Price Book | 4.4 CIRCUIT PROTECTION <=1000A
NS100H4M2 | NS1000 H4P FIXED FRONT CONNECTED AND MIC | 94943200 | 86312000 | #REF! | Truc | In Price Book | 4.4 CIRCUIT PROTECTION <=1000A
NS100N3DE2 | NS 1000A N 3P ELEC D/O MLOGIC 2 | 186233300 | 169303000 | #REF! | Truc | In Price Book | 4.4 CIRCUIT PROTECTION <=1000A
NS100N3DM2 | NS 1000A N 3P MAN D/O MLOGIC 2 | 127150100 | 115591000 | #REF! | Truc | In Price Book | 4.4 CIRCUIT PROTECTION <=1000A
NS100N3E2 | NS 1000A N 3P ELE MLOGIC 2 | 114847700 | 104407000 | #REF! | Truc | In Price Book | 4.4 CIRCUIT PROTECTION <=1000A
NS100N3M2 | NS1000 N3P FIXED FRONT CONNECTED AND MIC | 60394400 | 54904000 | #REF! | Truc | In Price Book | 4.4 CIRCUIT PROTECTION <=1000A
NS100N4DE2 | NS 1000A N 4P ELE D/O MLOGIC 2 | 224554000 | 204140000 | #REF! | Truc | In Price Book | 4.4 CIRCUIT PROTECTION <=1000A
NS100N4DM2 | NS 1000A N 4P MAN D/O MLOGIC 2 | 178371600 | 162156000 | #REF! | Truc | In Price Book | 4.4 CIRCUIT PROTECTION <=1000A
NS100N4E2 | NS 1000A N 4P ELE MLOGIC 2 | 138420700 | 125837000 | #REF! | Truc | In Price Book | 4.4 CIRCUIT PROTECTION <=1000A
NS100N4M2 | NS1000 N4P FIXED FRONT CONNECTED AND MIC | 72142400 | 65584000 | #REF! | Truc | In Price Book | 4.4 CIRCUIT PROTECTION <=1000A
NS125H3DE2 | NS 1250A H 3P ELEC D/O MLOGIC 2 | 225208500 | 204735000 | #REF! | Truc | In Price Book | 4.2 CIRCUIT PROTECTION >1000A
NS125H3DM2 | NS 1250A H 3P MAN D/O MLOGIC 2 | 168232900 | 152939000 | #REF! | Truc | In Price Book | 4.2 CIRCUIT PROTECTION >1000A
NS125H3E2 | NS 1250A H 3P ELE MLOGIC 2 | 149594500 | 135995000 | #REF! | Truc | In Price Book | 4.2 CIRCUIT PROTECTION >1000A
NS125H3M2 | NS1250 H3P FIXED FRONT CONNECTED AND MIC | 78118700 | 71017000 | #REF! | Truc | In Price Book | 4.2 CIRCUIT PROTECTION >1000A
NS125H4DE2 | NS 1250A H 4P ELE D/O MLOGIC 2 | 272764800 | 247968000 | #REF! | Truc | In Price Book | 4.2 CIRCUIT PROTECTION >1000A
NS125H4DM2 | NS1250 H4P FIXED FRONT CONNECTED AND MIC | 213727800 | 194298000 | #REF! | Truc | In Price Book | 4.2 CIRCUIT PROTECTION >1000A
NS125H4E2 | NS 1250A H 4P ELE MLOGIC 2 | 178252800 | 162048000 | #REF! | Truc | In Price Book | 4.2 CIRCUIT PROTECTION >1000A
NS125H4M2 | NS1250 H4P FIXED FRONT CONNECTED AND MIC | 105435000 | 95850000 | #REF! | Truc | In Price Book | 4.2 CIRCUIT PROTECTION >1000A
NS125N3DE2 | NS 1250A N 3P ELEC D/O MLOGIC 2 | 218944000 | 199040000 | #REF! | Truc | In Price Book | 4.2 CIRCUIT PROTECTION >1000A
NS125N3DM2 | NS 1250A N 3P MAN D/O MLOGIC 2 | 149343700 | 135767000 | #REF! | Truc | In Price Book | 4.2 CIRCUIT PROTECTION >1000A
NS125N3E2 | NS 1250A N 3P ELE MLOGIC 2 | 140650400 | 127864000 | #REF! | Truc | In Price Book | 4.2 CIRCUIT PROTECTION >1000A
NS125N3M2 | NS1250 N3P FIXED FRONT CONNECTED AND MIC | 71434000 | 64940000 | #REF! | Truc | In Price Book | 4.2 CIRCUIT PROTECTION >1000A
NS125N4DE2 | NS 1250A N 4P ELE D/O MLOGIC 2 | 255811600 | 232556000 | #REF! | Truc | In Price Book | 4.2 CIRCUIT PROTECTION >1000A
NS125N4DM2 | NS 1250A N 4P MAN D/O MLOGIC 2 | 207441300 | 188583000 | #REF! | Truc | In Price Book | 4.2 CIRCUIT PROTECTION >1000A
NS125N4E2 | NS 1250A N 4P ELE MLOGIC 2 | 169776200 | 154342000 | #REF! | Truc | In Price Book | 4.2 CIRCUIT PROTECTION >1000A
NS125N4M2 | NS1250 N4P FIXED FRONT CONNECTED AND MIC | 86763600 | 78876000 | #REF! | Truc | In Price Book | 4.2 CIRCUIT PROTECTION >1000A
NS160H3DE2 | NS 1600A H 3P ELEC D/O MLOGIC 2 | 266723600 | 242476000 | #REF! | Truc | In Price Book | 4.2 CIRCUIT PROTECTION >1000A
NS160H3DM2 | NS 1600A H 3P MAN D/O MLOGIC 2 | 255211000 | 232010000 | #REF! | Truc | In Price Book | 4.2 CIRCUIT PROTECTION >1000A
NS160H3E2 | NS 1600A H 3P ELE MLOGIC 2 | 167233000 | 152030000 | #REF! | Truc | In Price Book | 4.2 CIRCUIT PROTECTION >1000A
NS160H3M2 | NS1600 H3P FIXED FRONT MICRO 2.0 | 102524400 | 93204000 | #REF! | Truc | In Price Book | 4.2 CIRCUIT PROTECTION >1000A
NS160H4DE2 | NS 1600A H 4P ELE D/O MLOGIC 2 | 315150000 | 286500000 | #REF! | Truc | In Price Book | 4.2 CIRCUIT PROTECTION >1000A
NS160H4DM2 | NS1600 H4P D/O FRONT CONNECTED AND MIC | 291219500 | 264745000 | #REF! | Truc | In Price Book | 4.2 CIRCUIT PROTECTION >1000A
NS160H4E2 | NS 1600A H 4P ELE MLOGIC 2 | 203234900 | 184759000 | #REF! | Truc | In Price Book | 4.2 CIRCUIT PROTECTION >1000A
NS160H4M2 | NS1600 H4P FIXED FRONT CONNECTED AND MIC | 120442300 | 109493000 | #REF! | Truc | In Price Book | 4.2 CIRCUIT PROTECTION >1000A
NS160N3DE2 | NS 1600A N 3P ELEC D/O MLOGIC 2 | 253544500 | 230495000 | #REF! | Truc | In Price Book | 4.2 CIRCUIT PROTECTION >1000A
NS160N3DM2 | NS 1600A N 3P MAN D/O MLOGIC 2 | 228193900 | 207449000 | #REF! | Truc | In Price Book | 4.2 CIRCUIT PROTECTION >1000A
NS160N3E2 | NS 1600A N 3P ELE MLOGIC 2 | 158170100 | 143791000 | #REF! | Truc | In Price Book | 4.2 CIRCUIT PROTECTION >1000A
NS160N3M2 | NS1600 N3P FIXED FRONT CONNECTED AND MIC | 85121300 | 77383000 | #REF! | Truc | In Price Book | 4.2 CIRCUIT PROTECTION >1000A
NS160N4DE2 | NS 1600A N 4P ELE D/O MLOGIC 2 | 294624000 | 267840000 | #REF! | Truc | In Price Book | 4.2 CIRCUIT PROTECTION >1000A
NS160N4DM2 | NS 1600A N 4P MAN D/O MLOGIC 2 | 249491000 | 226810000 | #REF! | Truc | In Price Book | 4.2 CIRCUIT PROTECTION >1000A
NS160N4E2 | NS 1600A N 4P ELE MLOGIC 2 | 192680400 | 175164000 | #REF! | Truc | In Price Book | 4.2 CIRCUIT PROTECTION >1000A
NS160N4M2 | NS1600 N4P FIXED FRONT CONNECTED AND MIC | 108654700 | 98777000 | #REF! | Truc | In Price Book | 4.2 CIRCUIT PROTECTION >1000A
NS16BH3M2 | NS 1600A-B H 3P MAN MLOGIC 2 | 134827000 | 122570000 | #REF! | Truc | In Price Book | 4.2 CIRCUIT PROTECTION >1000A
NS16BH4M2 | NS 1600A-B H 4P MAN MLOGIC 2 | 172333700 | 156667000 | #REF! | Truc | In Price Book | 4.2 CIRCUIT PROTECTION >1000A
NS16BN3M2 | NS 1600A-B N 3P MAN MLOGIC 2 | 122186900 | 111079000 | #REF! | Truc | In Price Book | 4.2 CIRCUIT PROTECTION >1000A
NS16BN4M2 | NS 1600A-B N 4P MAN MLOGIC 2 | 145019600 | 131836000 | #REF! | Truc | In Price Book | 4.2 CIRCUIT PROTECTION >1000A
NS200H3M2 | NS 2000A H 3P MAN MLOGIC 2 | 160055500 | 145505000 | #REF! | Truc | In Price Book | 4.2 CIRCUIT PROTECTION >1000A
NS200H4M2 | NS 2000A H 4P MAN MLOGIC 2 | 196772400 | 178884000 | #REF! | Truc | In Price Book | 4.2 CIRCUIT PROTECTION >1000A
NS200N3M2 | NS 2000A N 3P MAN MLOGIC 2 | 142551200 | 129592000 | #REF! | Truc | In Price Book | 4.2 CIRCUIT PROTECTION >1000A
NS200N4M2 | NS 2000A N 4P MAN MLOGIC 2 | 178152700 | 161957000 | #REF! | Truc | In Price Book | 4.2 CIRCUIT PROTECTION >1000A
NS250H3M2 | NS 2500A H 3P MAN MLOGIC 2 | 191911500 | 174465000 | #REF! | Truc | In Price Book | 4.2 CIRCUIT PROTECTION >1000A
NS250H4M2 | NS 2500A H 4P MAN MLOGIC 2 | 253886600 | 230806000 | #REF! | Truc | In Price Book | 4.2 CIRCUIT PROTECTION >1000A
NS250N3M2 | NS 2500A N 3P MAN MLOGIC 2 | 173475500 | 157705000 | #REF! | Truc | In Price Book | 4.2 CIRCUIT PROTECTION >1000A
NS250N4M2 | NS 2500A N 4P MAN MLOGIC 2 | 209459800 | 190418000 | #REF! | Truc | In Price Book | 4.2 CIRCUIT PROTECTION >1000A
NS320H3M2 | NS 3200A H 3P MAN MLOGIC 2 | 231537900 | 210489000 | #REF! | Truc | In Price Book | 4.2 CIRCUIT PROTECTION >1000A
NS320H4M2 | NS 3200A H 4P MAN MLOGIC 2 | 295102500 | 268275000 | #REF! | Truc | In Price Book | 4.2 CIRCUIT PROTECTION >1000A
NS320N3M2 | NS 3200A N 3P MAN MLOGIC 2 | 211190100 | 191991000 | #REF! | Truc | In Price Book | 4.2 CIRCUIT PROTECTION >1000A
NS320N4M2 | NS 3200A N 4P MAN MLOGIC 2 | 247284400 | 224804000 | #REF! | Truc | In Price Book | 4.2 CIRCUIT PROTECTION >1000A
NSYCCOHY230VID | Electronical Hygrostat% Hr 230V | 4921400 | 4474000 | #REF! | Truc | In Price Book | 3.1 TESYS D CONTROL & PROTECTION, TERMINAL BLOCKS, THERMAL MANGEMENT
NSYCCOHYT120VID | Electronical Hygrotherm 120V | 5132600 | 4666000 | #REF! | Truc | In Price Book | 3.1 TESYS D CONTROL & PROTECTION, TERMINAL BLOCKS, THERMAL MANGEMENT
NSYCCOHYT230VID | Electronical Hygrotherm 230V | 5132600 | 4666000 | #REF! | Truc | In Price Book | 3.1 TESYS D CONTROL & PROTECTION, TERMINAL BLOCKS, THERMAL MANGEMENT
NSYCCOTH120VID | Electronical Thermostat 120V | 6094000 | 5540000 | #REF! | Truc | In Price Book | 3.1 TESYS D CONTROL & PROTECTION, TERMINAL BLOCKS, THERMAL MANGEMENT
NSYCCOTH230VID | Thermost Electron 230V | 4921400 | 4474000 | #REF! | Truc | In Price Book | 3.1 TESYS D CONTROL & PROTECTION, TERMINAL BLOCKS, THERMAL MANGEMENT
NSYCCOTHC | Sim.Thermostat (NC Heat) Red (ºC) | 403700 | 367000 | #REF! | Truc | In Price Book | 3.1 TESYS D CONTROL & PROTECTION, TERMINAL BLOCKS, THERMAL MANGEMENT
NSYCCOTHCF | Simple Thermostat (NC Heat) (F) | 399300 | 363000 | #REF! | Truc | In Price Book | 3.1 TESYS D CONTROL & PROTECTION, TERMINAL BLOCKS, THERMAL MANGEMENT
NSYCCOTHD | Double Thermostat(NO NC) (TªC) | 574200 | 522000 | #REF! | Truc | In Price Book | 3.1 TESYS D CONTROL & PROTECTION, TERMINAL BLOCKS, THERMAL MANGEMENT
NSYCCOTHI | Thermostat w/Invers Contact (-i?1C) | 858000 | 780000 | #REF! | Truc | In Price Book | 3.1 TESYS D CONTROL & PROTECTION, TERMINAL BLOCKS, THERMAL MANGEMENT
NSYCCOTHO | Sim.Thermostat(NO Vent.) Blue(TªC) | 363000 | 330000 | #REF! | Truc | In Price Book | 3.1 TESYS D CONTROL & PROTECTION, TERMINAL BLOCKS, THERMAL MANGEMENT
NSYCR100WU2 | Resist.heaterAlum 100W 110-250V | 1590600 | 1446000 | #REF! | Truc | In Price Book | 3.1 TESYS D CONTROL & PROTECTION, TERMINAL BLOCKS, THERMAL MANGEMENT
NSYCR100WU3 | Resist.heaterAlum 100W 270-420V | 1960200 | 1782000 | #REF! | Truc | In Price Book | 3.1 TESYS D CONTROL & PROTECTION, TERMINAL BLOCKS, THERMAL MANGEMENT
NSYCR10WU1 | Resist.heaterAlum 10W, 12-24V | 916300 | 833000 | #REF! | Truc | In Price Book | 3.1 TESYS D CONTROL & PROTECTION, TERMINAL BLOCKS, THERMAL MANGEMENT
NSYCR10WU2C | Resist.heat.Insul.10W,110-250V | 1665400 | 1514000 | #REF! | Truc | In Price Book | 3.1 TESYS D CONTROL & PROTECTION, TERMINAL BLOCKS, THERMAL MANGEMENT
NSYCR150WU2 | 110V~250V PTC Heater 150w | 2262700 | 2057000 | #REF! | Truc | In Price Book | 3.1 TESYS D CONTROL & PROTECTION, TERMINAL BLOCKS, THERMAL MANGEMENT
NSYCR150WU2C | Resist.heat.Insul.150W,110-250V | 4914800 | 4468000 | #REF! | Truc | In Price Book | 3.1 TESYS D CONTROL & PROTECTION, TERMINAL BLOCKS, THERMAL MANGEMENT
NSYCR170W230VVC | Thermoventil.Heat.170W 230V | 8636100 | 7851000 | #REF! | Truc | In Price Book | 3.1 TESYS D CONTROL & PROTECTION, TERMINAL BLOCKS, THERMAL MANGEMENT
NSYCR20WU2 | Resist.Chauff.Alum 20W, 110-250V | 899800 | 818000 | #REF! | Truc | In Price Book | 3.1 TESYS D CONTROL & PROTECTION, TERMINAL BLOCKS, THERMAL MANGEMENT
NSYCR250W230VV | Resis.ventil.250W ,230V Alum | 4563900 | 4149000 | #REF! | Truc | In Price Book | 3.1 TESYS D CONTROL & PROTECTION, TERMINAL BLOCKS, THERMAL MANGEMENT
NSYCR55WU2 | Resist.Chauff.Alum 55W, 110-250V | 1432200 | 1302000 | #REF! | Truc | In Price Book | 3.1 TESYS D CONTROL & PROTECTION, TERMINAL BLOCKS, THERMAL MANGEMENT
NSYCU1050W230VL | Cooling Unit 1050W 230V SideMoun | 77803000 | 70730000 | #REF! | Truc | In Price Book | 3.1 TESYS D CONTROL & PROTECTION, TERMINAL BLOCKS, THERMAL MANGEMENT
NSYCU1650W230VL | Cooling Unit 1650W 230V SideMoun | 114785000 | 104350000 | #REF! | Truc | In Price Book | 3.1 TESYS D CONTROL & PROTECTION, TERMINAL BLOCKS, THERMAL MANGEMENT
NSYCU1K | Cool.U 1000W 230V 50/60Hz SideM | 76046300 | 69133000 | #REF! | Truc | In Price Book | 3.1 TESYS D CONTROL & PROTECTION, TERMINAL BLOCKS, THERMAL MANGEMENT
NSYCU1K5R | C.U.1500W 230V 50 60Hz RfM | 109599600 | 99636000 | #REF! | Truc | In Price Book | 3.1 TESYS D CONTROL & PROTECTION, TERMINAL BLOCKS, THERMAL MANGEMENT
NSYCU1K6 | Cool.U1600W 230V 50/60Hz SideM | 112464000 | 102240000 | #REF! | Truc | In Price Book | 3.1 TESYS D CONTROL & PROTECTION, TERMINAL BLOCKS, THERMAL MANGEMENT
NSYCU240W230VL | Cooling Unit 240W 230V SideMount | 53104700 | 48277000 | #REF! | Truc | In Price Book | 3.1 TESYS D CONTROL & PROTECTION, TERMINAL BLOCKS, THERMAL MANGEMENT
NSYCU370W230VL | Cooling Unit 370W 230V SideMount | 67817200 | 61652000 | #REF! | Truc | In Price Book | 3.1 TESYS D CONTROL & PROTECTION, TERMINAL BLOCKS, THERMAL MANGEMENT
NSYCU400 | Cool.U 400W 230V 50/60Hz SideM | 69175700 | 62887000 | #REF! | Truc | In Price Book | 3.1 TESYS D CONTROL & PROTECTION, TERMINAL BLOCKS, THERMAL MANGEMENT
NSYCU600 | Cool.U 600W 230V 50/60Hz SideM | 71986200 | 65442000 | #REF! | Truc | In Price Book | 3.1 TESYS D CONTROL & PROTECTION, TERMINAL BLOCKS, THERMAL MANGEMENT
NSYCU760W230VL | Cooling Unit 760W 230V SideMount | 76016600 | 69106000 | #REF! | Truc | In Price Book | 3.1 TESYS D CONTROL & PROTECTION, TERMINAL BLOCKS, THERMAL MANGEMENT
NSYCU760W230VR | Cooling Unit 760W 230V Roof | 79587200 | 72352000 | #REF! | Truc | In Price Book | 3.1 TESYS D CONTROL & PROTECTION, TERMINAL BLOCKS, THERMAL MANGEMENT
NSYCVF156M230 | Motor ventilator 156 m3/h 230V | 893200 | 812000 | #REF! | Truc | In Price Book | 3.1 TESYS D CONTROL & PROTECTION, TERMINAL BLOCKS, THERMAL MANGEMENT
NSYCVF165M115PF | Filterfan 165m3/h 115V IP54 | 2510200 | 2282000 | #REF! | Truc | In Price Book | 3.1 TESYS D CONTROL & PROTECTION, TERMINAL BLOCKS, THERMAL MANGEMENT
NSYCVF165M230PF | Ventilateur 165m3/h 230V IP54 | 2304500 | 2095000 | #REF! | Truc | In Price Book | 3.1 TESYS D CONTROL & PROTECTION, TERMINAL BLOCKS, THERMAL MANGEMENT
NSYCVF165M24DPF | Filterfan 165m3/h 24VDC IP54 | 2372700 | 2157000 | #REF! | Truc | In Price Book | 3.1 TESYS D CONTROL & PROTECTION, TERMINAL BLOCKS, THERMAL MANGEMENT
NSYCVF300M115PF | Filterfan 300m3/h 115V IP54 | 6366800 | 5788000 | #REF! | Truc | In Price Book | 3.1 TESYS D CONTROL & PROTECTION, TERMINAL BLOCKS, THERMAL MANGEMENT
NSYCVF300M230PF | Ventilateur 300m3/h 230V IP54 | 3632200 | 3302000 | #REF! | Truc | In Price Book | 3.1 TESYS D CONTROL & PROTECTION, TERMINAL BLOCKS, THERMAL MANGEMENT
NSYCVF38M115PF | Filterfan 38m3/h 115V IP54 | 1833700 | 1667000 | #REF! | Truc | In Price Book | 3.1 TESYS D CONTROL & PROTECTION, TERMINAL BLOCKS, THERMAL MANGEMENT
NSYCVF38M230PF | Filterfan 38m3/h 230V IP54 | 1870000 | 1700000 | #REF! | Truc | In Price Book | 3.1 TESYS D CONTROL & PROTECTION, TERMINAL BLOCKS, THERMAL MANGEMENT
NSYCVF38M24DPF | Filterfan 38m3/h 24V DC IP54 | 1833700 | 1667000 | #REF! | Truc | In Price Book | 3.1 TESYS D CONTROL & PROTECTION, TERMINAL BLOCKS, THERMAL MANGEMENT
NSYCVF38M48DPF | Filterfan 38m3/h 48V DC IP54 | 1833700 | 1667000 | #REF! | Truc | In Price Book | 3.1 TESYS D CONTROL & PROTECTION, TERMINAL BLOCKS, THERMAL MANGEMENT
NSYCVF560M115PF | Filterfan 560m3/h 115V IP54 | 11190300 | 10173000 | #REF! | Truc | In Price Book | 3.1 TESYS D CONTROL & PROTECTION, TERMINAL BLOCKS, THERMAL MANGEMENT
NSYCVF560M230PF | Filterfan 560m3/h 230V IP54 | 9839500 | 8945000 | #REF! | Truc | In Price Book | 3.1 TESYS D CONTROL & PROTECTION, TERMINAL BLOCKS, THERMAL MANGEMENT
NSYCVF575M230MF | TOP HOOD WITH TOP FAN IP54 | 9839500 | 8945000 | #REF! | Truc | In Price Book | 3.1 TESYS D CONTROL & PROTECTION, TERMINAL BLOCKS, THERMAL MANGEMENT
NSYCVF850M115PF | Filterfan 850m3/h 115V IP54 | 13563000 | 12330000 | #REF! | Truc | In Price Book | 3.1 TESYS D CONTROL & PROTECTION, TERMINAL BLOCKS, THERMAL MANGEMENT
NSYCVF850M230PF | Filterfan 850m3 h 230V IP54 | 12580700 | 11437000 | #REF! | Truc | In Price Book | 3.1 TESYS D CONTROL & PROTECTION, TERMINAL BLOCKS, THERMAL MANGEMENT
NSYCVF850M400PF | Filterfan 850m3/h 400V IP54 | 17123700 | 15567000 | #REF! | Truc | In Price Book | 3.1 TESYS D CONTROL & PROTECTION, TERMINAL BLOCKS, THERMAL MANGEMENT
NSYCVF85M115PF | Filterfan 85m3/h 115V IP54 | 1956900 | 1779000 | #REF! | Truc | In Price Book | 3.1 TESYS D CONTROL & PROTECTION, TERMINAL BLOCKS, THERMAL MANGEMENT
NSYCVF85M230PF | Ventilateur 85m3/h 230V IP54 | 1835900 | 1669000 | #REF! | Truc | In Price Book | 3.1 TESYS D CONTROL & PROTECTION, TERMINAL BLOCKS, THERMAL MANGEMENT
NSYCVF85M24DPF | Filterfan 85m3/h 24V DC IP54 | 1889800 | 1718000 | #REF! | Truc | In Price Book | 3.1 TESYS D CONTROL & PROTECTION, TERMINAL BLOCKS, THERMAL MANGEMENT
NSYTRAAB15 | End Bracket, snap-on for 15mm DIN rails, 5,2mm width, markable | 22000 | 20000 | #REF! | Truc | In Price Book | 3.1 TESYS D CONTROL & PROTECTION, TERMINAL BLOCKS, THERMAL MANGEMENT
NSYTRAAB35 | End Bracket, snap-on for 35mm DIN rails, 5,2mm width, markable | 20900 | 19000 | #REF! | Truc | In Price Book | 3.1 TESYS D CONTROL & PROTECTION, TERMINAL BLOCKS, THERMAL MANGEMENT
NSYTRAB1010 | Clip in marking strip, 10mm, 10 characters 1 to 10, printed horizontally, white | 34100 | 31000 | #REF! | Truc | In Price Book | 3.1 TESYS D CONTROL & PROTECTION, TERMINAL BLOCKS, THERMAL MANGEMENT
NSYTRAB1020 | Clip in marking strip, 10mm, 10 characters 11 to 20, printed horizontally, white | 34100 | 31000 | #REF! | Truc | In Price Book | 3.1 TESYS D CONTROL & PROTECTION, TERMINAL BLOCKS, THERMAL MANGEMENT
NSYTRAB1030 | Clip in marking strip, 10mm, 10 characters 21 to 30, printed horizontally, white | 34100 | 31000 | #REF! | Truc | In Price Book | 3.1 TESYS D CONTROL & PROTECTION, TERMINAL BLOCKS, THERMAL MANGEMENT
NSYTRAB1040 | Clip in marking strip, 10mm, 10 characters 31 to 40, printed horizontally, white | 34100 | 31000 | #REF! | Truc | In Price Book | 3.1 TESYS D CONTROL & PROTECTION, TERMINAL BLOCKS, THERMAL MANGEMENT
NSYTRAB1050 | Clip in marking strip, 10mm, 10 characters 41 to 50, printed horizontally, white | 34100 | 31000 | #REF! | Truc | In Price Book | 3.1 TESYS D CONTROL & PROTECTION, TERMINAL BLOCKS, THERMAL MANGEMENT
NSYTRAB1060 | Clip in marking strip, 10mm, 10 characters 51 to 60, printed horizontally, white | 34100 | 31000 | #REF! | Truc | In Price Book | 3.1 TESYS D CONTROL & PROTECTION, TERMINAL BLOCKS, THERMAL MANGEMENT
NSYTRAB1070 | Clip in marking strip, 10mm, 10 characters 61 to 70, printed horizontally, white | 34100 | 31000 | #REF! | Truc | In Price Book | 3.1 TESYS D CONTROL & PROTECTION, TERMINAL BLOCKS, THERMAL MANGEMENT
NSYTRAB1080 | Clip in marking strip, 10mm, 10 characters 71 to 80, printed horizontally, white | 34100 | 31000 | #REF! | Truc | In Price Book | 3.1 TESYS D CONTROL & PROTECTION, TERMINAL BLOCKS, THERMAL MANGEMENT
NSYTRAB1090 | Clip in marking strip, 10mm, 10 characters 81 to 90, printed horizontally, white | 34100 | 31000 | #REF! | Truc | In Price Book | 3.1 TESYS D CONTROL & PROTECTION, TERMINAL BLOCKS, THERMAL MANGEMENT
NSYTRAB510 | Clip in marking strip, 5mm, 10 characters 1 to 10, printed horizontally, white | 23100 | 21000 | #REF! | Truc | In Price Book | 3.1 TESYS D CONTROL & PROTECTION, TERMINAL BLOCKS, THERMAL MANGEMENT
NSYTRAB5100 | Clip in marking strip, 5mm, 10 characters 91 to 100, printed horizontally, white | 23100 | 21000 | #REF! | Truc | In Price Book | 3.1 TESYS D CONTROL & PROTECTION, TERMINAL BLOCKS, THERMAL MANGEMENT
NSYTRAB520 | Clip in marking strip, 5mm, 10 characters 11 to 20, printed horizontally, white | 23100 | 21000 | #REF! | Truc | In Price Book | 3.1 TESYS D CONTROL & PROTECTION, TERMINAL BLOCKS, THERMAL MANGEMENT
NSYTRAB530 | Clip in marking strip, 5mm, 10 characters 21 to 30, printed horizontally, white | 23100 | 21000 | #REF! | Truc | In Price Book | 3.1 TESYS D CONTROL & PROTECTION, TERMINAL BLOCKS, THERMAL MANGEMENT
NSYTRAB5L1N | Clip in marking strip, 5mm, 10 strips, printed characters L1,L2,L3, N, PE, white | 23100 | 21000 | #REF! | Truc | In Price Book | 3.1 TESYS D CONTROL & PROTECTION, TERMINAL BLOCKS, THERMAL MANGEMENT
NSYTRAB610 | Clip in marking strip, 6mm, 10 characters 1 to 10, printed horizontally, white | 23100 | 21000 | #REF! | Truc | In Price Book | 3.1 TESYS D CONTROL & PROTECTION, TERMINAL BLOCKS, THERMAL MANGEMENT
NSYTRAB6L1N | Clip in marking strip, 6mm, 10 strips, printed characters L1,L2,L3, N, PE, white | 23100 | 21000 | #REF! | Truc | In Price Book | 3.1 TESYS D CONTROL & PROTECTION, TERMINAL BLOCKS, THERMAL MANGEMENT
NSYTRAC162 | End Cover, 2pts, 2,2mm width, for screw terminal NSYTRV162 | 17600 | 16000 | #REF! | Truc | In Price Book | 3.1 TESYS D CONTROL & PROTECTION, TERMINAL BLOCKS, THERMAL MANGEMENT
NSYTRAC22 | End Cover, 2pts, 2,2mm width, for screw terminals NSY TRV22,TRV42,TRV62,TRV102 | 9900 | 9000 | #REF! | Truc | In Price Book | 3.1 TESYS D CONTROL & PROTECTION, TERMINAL BLOCKS, THERMAL MANGEMENT
NSYTRACE24 | End Cover, 2 level, 4pts, 2,2mm width, for screw terminals NSYTRV24D, NSYTRV44D | 20900 | 19000 | #REF! | Truc | In Price Book | 3.1 TESYS D CONTROL & PROTECTION, TERMINAL BLOCKS, THERMAL MANGEMENT
NSYTRACR102 | End Cover, 2pts, 2,2mm width, for spring terminals NSYTRR102 | 14300 | 13000 | #REF! | Truc | In Price Book | 3.1 TESYS D CONTROL & PROTECTION, TERMINAL BLOCKS, THERMAL MANGEMENT
NSYTRACR22 | End Cover, 2pts, 2,2mm width, for spring terminals NSYTRR22, NSYTRP22 | 13200 | 12000 | #REF! | Truc | In Price Book | 3.1 TESYS D CONTROL & PROTECTION, TERMINAL BLOCKS, THERMAL MANGEMENT
NSYTRACR24 | End Cover, 4pts, 2,2mm width, for spring terminals NSYTRR24, NSYTRR23SC,NSYTRP24 | 13200 | 12000 | #REF! | Truc | In Price Book | 3.1 TESYS D CONTROL & PROTECTION, TERMINAL BLOCKS, THERMAL MANGEMENT
NSYTRACR42 | End Cover, 2pts, 2,2mm width, for spring terminals NSYTRR42, NSYTRP42 | 13200 | 12000 | #REF! | Truc | In Price Book | 3.1 TESYS D CONTROL & PROTECTION, TERMINAL BLOCKS, THERMAL MANGEMENT
NSYTRACR62 | End Cover, 2pts, 2,2mm width, for spring terminals NSYTRR62 | 13200 | 12000 | #REF! | Truc | In Price Book | 3.1 TESYS D CONTROL & PROTECTION, TERMINAL BLOCKS, THERMAL MANGEMENT
NSYTRACS10 | Warning label for 10mm² screw terminal blocks, yellow | 51700 | 47000 | #REF! | Truc | In Price Book | 3.1 TESYS D CONTROL & PROTECTION, TERMINAL BLOCKS, THERMAL MANGEMENT
NSYTRACS4 | Warning label for 4mm² screw terminal blocks, yellow | 36300 | 33000 | #REF! | Truc | In Price Book | 3.1 TESYS D CONTROL & PROTECTION, TERMINAL BLOCKS, THERMAL MANGEMENT
NSYTRAL210 | Plug-in Bridge, 10points for 2,5mm² terminal blocks, red | 92400 | 84000 | #REF! | Truc | In Price Book | 3.1 TESYS D CONTROL & PROTECTION, TERMINAL BLOCKS, THERMAL MANGEMENT
NSYTRAL22 | Plug-in Bridge, 2points for 2,5mm² terminal blocks, red | 9900 | 9000 | #REF! | Truc | In Price Book | 3.1 TESYS D CONTROL & PROTECTION, TERMINAL BLOCKS, THERMAL MANGEMENT
NSYTRAL220 | Plug-in Bridge, 20points for 2,5mm² terminal blocks, red | 179300 | 163000 | #REF! | Truc | In Price Book | 3.1 TESYS D CONTROL & PROTECTION, TERMINAL BLOCKS, THERMAL MANGEMENT
NSYTRAL24 | Plug-in Bridge, 4points for 2,5mm² terminal blocks, red | 34100 | 31000 | #REF! | Truc | In Price Book | 3.1 TESYS D CONTROL & PROTECTION, TERMINAL BLOCKS, THERMAL MANGEMENT
NSYTRAL42 | Plug-in Bridge, 2points for 4mm² terminal blocks, red | 9900 | 9000 | #REF! | Truc | In Price Book | 3.1 TESYS D CONTROL & PROTECTION, TERMINAL BLOCKS, THERMAL MANGEMENT
NSYTRAL420 | Plug-in Bridge, 20points for 4mm² terminal blocks, red | 179300 | 163000 | #REF! | Truc | In Price Book | 3.1 TESYS D CONTROL & PROTECTION, TERMINAL BLOCKS, THERMAL MANGEMENT
NSYTRASB4 | Terminal marker carrier for end bracket NSYTRAAB35, NSYTRAAB15 | 14300 | 13000 | #REF! | Truc | In Price Book | 3.1 TESYS D CONTROL & PROTECTION, TERMINAL BLOCKS, THERMAL MANGEMENT
NSYTRP22 | Push-in terminal, Feed Through, 2 points, 2,5mm², grey | 31900 | 29000 | #REF! | Truc | In Price Book | 3.1 TESYS D CONTROL & PROTECTION, TERMINAL BLOCKS, THERMAL MANGEMENT
NSYTRP24DPE | Push-in terminal, Double Level, Protective earth, 4 points, 2,5mm² | 295900 | 269000 | #REF! | Truc | In Price Book | 3.1 TESYS D CONTROL & PROTECTION, TERMINAL BLOCKS, THERMAL MANGEMENT
NSYTRR22 | Spring terminal, Feed Through, 2 points, 2,5mm², grey | 25300 | 23000 | #REF! | Truc | In Price Book | 3.1 TESYS D CONTROL & PROTECTION, TERMINAL BLOCKS, THERMAL MANGEMENT
NSYTRR22MPE | Spring terminal, Mini 15mm rail, Protective earth, 2 points, 2,5mm², green-yellow | 95700 | 87000 | #REF! | Truc | In Price Book | 3.1 TESYS D CONTROL & PROTECTION, TERMINAL BLOCKS, THERMAL MANGEMENT
NSYTRR22PE | Spring terminal, Protective earth, 2 points, 2,5mm², green-yellow | 71500 | 65000 | #REF! | Truc | In Price Book | 3.1 TESYS D CONTROL & PROTECTION, TERMINAL BLOCKS, THERMAL MANGEMENT
NSYTRR23 | Spring terminal, Feed Through, 3 points, 2,5mm², grey | 31900 | 29000 | #REF! | Truc | In Price Book | 3.1 TESYS D CONTROL & PROTECTION, TERMINAL BLOCKS, THERMAL MANGEMENT
NSYTRR23PE | Spring terminal, Protective earth, 3 points, 2,5mm², green-yellow | 148500 | 135000 | #REF! | Truc | In Price Book | 3.1 TESYS D CONTROL & PROTECTION, TERMINAL BLOCKS, THERMAL MANGEMENT
NSYTRR24 | Spring terminal, Feed Through, 4 points, 2,5mm², grey | 36300 | 33000 | #REF! | Truc | In Price Book | 3.1 TESYS D CONTROL & PROTECTION, TERMINAL BLOCKS, THERMAL MANGEMENT
NSYTRR24D | Spring terminal, Double Level, 4 points, 2,5mm², grey | 85800 | 78000 | #REF! | Truc | In Price Book | 3.1 TESYS D CONTROL & PROTECTION, TERMINAL BLOCKS, THERMAL MANGEMENT
NSYTRR26T | Spring terminal, Feed Through, 3 Levels, 6 points, 2,5mm², grey | 144100 | 131000 | #REF! | Truc | In Price Book | 3.1 TESYS D CONTROL & PROTECTION, TERMINAL BLOCKS, THERMAL MANGEMENT
NSYTRR42 | Spring terminal, Feed Through, 2 points, 4mm², grey | 38500 | 35000 | #REF! | Truc | In Price Book | 3.1 TESYS D CONTROL & PROTECTION, TERMINAL BLOCKS, THERMAL MANGEMENT
NSYTRR62 | Spring terminal, Feed Through, 2 points, 6mm², grey | 47300 | 43000 | #REF! | Truc | In Price Book | 3.1 TESYS D CONTROL & PROTECTION, TERMINAL BLOCKS, THERMAL MANGEMENT
NSYTRV102 | Screw terminal, Feed Through, 2 points, 10mm² , grey | 51700 | 47000 | #REF! | Truc | In Price Book | 3.1 TESYS D CONTROL & PROTECTION, TERMINAL BLOCKS, THERMAL MANGEMENT
NSYTRV102PE | Screw terminal, Protective earth, 2 points, 10mm², green-yellow | 121000 | 110000 | #REF! | Truc | In Price Book | 3.1 TESYS D CONTROL & PROTECTION, TERMINAL BLOCKS, THERMAL MANGEMENT
NSYTRV162 | Screw terminal, Feed Through, 2 points, 16mm² , grey | 66000 | 60000 | #REF! | Truc | In Price Book | 3.1 TESYS D CONTROL & PROTECTION, TERMINAL BLOCKS, THERMAL MANGEMENT
NSYTRV162PE | Screw terminal, Protective earth, 2 points, 16mm², green-yellow | 172700 | 157000 | #REF! | Truc | In Price Book | 3.1 TESYS D CONTROL & PROTECTION, TERMINAL BLOCKS, THERMAL MANGEMENT
NSYTRV22 | Screw terminal, Feed Through, 2 points, 2,5mm² , grey | 22000 | 20000 | #REF! | Truc | In Price Book | 3.1 TESYS D CONTROL & PROTECTION, TERMINAL BLOCKS, THERMAL MANGEMENT
NSYTRV22M | SCREW TERMINAL, MINI, FOR 15MM DIN RAIL, | 47300 | 43000 | #REF! | Truc | In Price Book | 3.1 TESYS D CONTROL & PROTECTION, TERMINAL BLOCKS, THERMAL MANGEMENT
NSYTRV22PE | Screw terminal, Protective earth, 2 points, 2,5mm², green-yellow | 95700 | 87000 | #REF! | Truc | In Price Book | 3.1 TESYS D CONTROL & PROTECTION, TERMINAL BLOCKS, THERMAL MANGEMENT
NSYTRV352 | Screw terminal, Feed Through, 2 points, 35mm² , grey | 129800 | 118000 | #REF! | Truc | In Price Book | 3.1 TESYS D CONTROL & PROTECTION, TERMINAL BLOCKS, THERMAL MANGEMENT
NSYTRV42 | Screw terminal, Feed Through, 2 points, 4mm² , grey | 22000 | 20000 | #REF! | Truc | In Price Book | 3.1 TESYS D CONTROL & PROTECTION, TERMINAL BLOCKS, THERMAL MANGEMENT
NSYTRV42PE | Screw terminal, Protective earth, 2 points, 4mm², green-yellow | 75900 | 69000 | #REF! | Truc | In Price Book | 3.1 TESYS D CONTROL & PROTECTION, TERMINAL BLOCKS, THERMAL MANGEMENT
NSYTRV42SC | Screw terminal, Knife Disconnect, 2 points, 4mm², grey | 97900 | 89000 | #REF! | Truc | In Price Book | 3.1 TESYS D CONTROL & PROTECTION, TERMINAL BLOCKS, THERMAL MANGEMENT
NSYTRV42TB | Screw terminal, Basic disconnect terminal, 2 points, 4mm², grey | 74800 | 68000 | #REF! | Truc | In Price Book | 3.1 TESYS D CONTROL & PROTECTION, TERMINAL BLOCKS, THERMAL MANGEMENT
NSYTRV44D | Screw terminal, Double Level, 4 points, 4mm² , grey | 77000 | 70000 | #REF! | Truc | In Price Book | 3.1 TESYS D CONTROL & PROTECTION, TERMINAL BLOCKS, THERMAL MANGEMENT
NSYTRV44DPE | Screw terminal, Double Level, Protective earth, 4 points, 4mm², green-yellow | 323400 | 294000 | #REF! | Truc | In Price Book | 3.1 TESYS D CONTROL & PROTECTION, TERMINAL BLOCKS, THERMAL MANGEMENT
NSYTRV62 | Screw terminal, Feed Through, 2 points, 6mm² , grey | 39600 | 36000 | #REF! | Truc | In Price Book | 3.1 TESYS D CONTROL & PROTECTION, TERMINAL BLOCKS, THERMAL MANGEMENT
NSYTRV62PE | Screw terminal, Protective earth, 2 points, 6mm², green-yellow | 101200 | 92000 | #REF! | Truc | In Price Book | 3.1 TESYS D CONTROL & PROTECTION, TERMINAL BLOCKS, THERMAL MANGEMENT
NSYTRV702 | Screw terminal, Feed Through, 2 points, 70mm² , grey | 878900 | 799000 | #REF! | Truc | In Price Book | 3.1 TESYS D CONTROL & PROTECTION, TERMINAL BLOCKS, THERMAL MANGEMENT
NT06H13D2 | NT 630A H1 3P D/O MLOGIC 2 | 132161700 | 120147000 | #REF! | Truc | In Price Book | 4.4 CIRCUIT PROTECTION <=1000A
NT06H13F2 | NT 630A H1 3P FIX MLOGIC 2 | 95212700 | 86557000 | #REF! | Truc | In Price Book | 4.4 CIRCUIT PROTECTION <=1000A
NT06H14D2 | NT 630A H1 4P D/O MLOGIC 2 | 157741100 | 143401000 | #REF! | Truc | In Price Book | 4.4 CIRCUIT PROTECTION <=1000A
NT06H14F2 | NT 630A H1 4P FIX MLOGIC 2 | 114397800 | 103998000 | #REF! | Truc | In Price Book | 4.4 CIRCUIT PROTECTION <=1000A
NT06H23D2 | NT 630A H2 3P D/O MLOGIC 2 | 137137000 | 124670000 | #REF! | Truc | In Price Book | 4.4 CIRCUIT PROTECTION <=1000A
NT06H23F2 | NT 630A H2 3P FIX MLOGIC 2 | 100527900 | 91389000 | #REF! | Truc | In Price Book | 4.4 CIRCUIT PROTECTION <=1000A
NT06H24D2 | NT06 H2 4P DRAWOUT MIcrologic 2.0A | 162344600 | 147586000 | #REF! | Truc | In Price Book | 4.4 CIRCUIT PROTECTION <=1000A
NT06H24F2 | NT 630A H2 4P FIX MLOGIC 2 | 117694500 | 106995000 | #REF! | Truc | In Price Book | 4.4 CIRCUIT PROTECTION <=1000A
NT08H13D2 | NT 800A H1 3P D/O MLOGIC 2 | 139267700 | 126607000 | #REF! | Truc | In Price Book | 4.4 CIRCUIT PROTECTION <=1000A
NT08H13F2 | NT 800A H1 3P FIX MLOGIC 2 | 103738800 | 94308000 | #REF! | Truc | In Price Book | 4.4 CIRCUIT PROTECTION <=1000A
NT08H14D2 | NT 800A H1 4P D/O MLOGIC 2 | 166267200 | 151152000 | #REF! | Truc | In Price Book | 4.4 CIRCUIT PROTECTION <=1000A
NT08H14F2 | NT 800A H1 4P FIX MLOGIC 2 | 126474700 | 114977000 | #REF! | Truc | In Price Book | 4.4 CIRCUIT PROTECTION <=1000A
NT08H23D2 | NT 800A H2 3P D/O MLOGIC 2 | 146402300 | 133093000 | #REF! | Truc | In Price Book | 4.4 CIRCUIT PROTECTION <=1000A
NT08H23F2 | NT 800A H2 3P FIX MLOGIC 2 | 108658000 | 98780000 | #REF! | Truc | In Price Book | 4.4 CIRCUIT PROTECTION <=1000A
NT08H24D2 | NT 800A H2 4P D/O MLOGIC 2 | 172492100 | 156811000 | #REF! | Truc | In Price Book | 4.4 CIRCUIT PROTECTION <=1000A
NT08H24F2 | NT 800A H2 4P FIX MLOGIC 2 | 129177400 | 117434000 | #REF! | Truc | In Price Book | 4.4 CIRCUIT PROTECTION <=1000A
NT10H13D2 | NT 1000A H1 3P D/O MLOGIC 2 | 146372600 | 133066000 | #REF! | Truc | In Price Book | 4.4 CIRCUIT PROTECTION <=1000A
NT10H13F2 | NT 1000A H1 3P FIX MLOGIC 2 | 109422500 | 99475000 | #REF! | Truc | In Price Book | 4.4 CIRCUIT PROTECTION <=1000A
NT10H14D2 | NT 1000A H1 4P D/O MLOGIC 2 | 177634600 | 161486000 | #REF! | Truc | In Price Book | 4.4 CIRCUIT PROTECTION <=1000A
NT10H14F2 | NT 1000A H1 4P FIX MLOGIC 2 | 133582900 | 121439000 | #REF! | Truc | In Price Book | 4.4 CIRCUIT PROTECTION <=1000A
NT10H23D2 | NT 1000A H2 3P D/O MLOGIC2 | 156549800 | 142318000 | #REF! | Truc | In Price Book | 4.4 CIRCUIT PROTECTION <=1000A
NT10H23F2 | NT 1000A H2 3P FIX MLOGIC 2 | 112513500 | 102285000 | #REF! | Truc | In Price Book | 4.4 CIRCUIT PROTECTION <=1000A
NT10H24D2 | NT 1000A H2 4P D/O MLOGIC 2 | 181899300 | 165363000 | #REF! | Truc | In Price Book | 4.4 CIRCUIT PROTECTION <=1000A
NT10H24F2 | NT 1000A H2 4P FIX MLOGIC 2 | 136424200 | 124022000 | #REF! | Truc | In Price Book | 4.4 CIRCUIT PROTECTION <=1000A
NT12H13D2 | NT 1250A H1 3P D/O MLOGIC 2 | 167764300 | 152513000 | #REF! | Truc | In Price Book | 4.2 CIRCUIT PROTECTION >1000A
NT12H13F2 | NT 1250A H1 3P FIX MLOGIC 2 | 123924900 | 112659000 | #REF! | Truc | In Price Book | 4.2 CIRCUIT PROTECTION >1000A
NT12H14D2 | NT 1250A H1 4P D/O MLOGIC 2 | 199190200 | 181082000 | #REF! | Truc | In Price Book | 4.2 CIRCUIT PROTECTION >1000A
NT12H14F2 | NT 1250A H1 4P FIX MLOGIC 2 | 151890200 | 138082000 | #REF! | Truc | In Price Book | 4.2 CIRCUIT PROTECTION >1000A
NT12H23D2 | NT 1250A H2 3P D/O MLOGIC 2 | 174399500 | 158545000 | #REF! | Truc | In Price Book | 4.2 CIRCUIT PROTECTION >1000A
NT12H23F2 | NT 1250A H2 3P FIX MLOGIC 2 | 127110500 | 115555000 | #REF! | Truc | In Price Book | 4.2 CIRCUIT PROTECTION >1000A
NT12H24D2 | NT 1250A H2 4P D/O MLOGIC 2 | 203969700 | 185427000 | #REF! | Truc | In Price Book | 4.2 CIRCUIT PROTECTION >1000A
NT12H24F2 | NT 1250A H2 4P FIX MLOGIC 2 | 154766700 | 140697000 | #REF! | Truc | In Price Book | 4.2 CIRCUIT PROTECTION >1000A
NT16H13D2 | NT 1600A H1 3P D/O MLOGIC 2 | 190421000 | 173110000 | #REF! | Truc | In Price Book | 4.2 CIRCUIT PROTECTION >1000A
NT16H13F2 | NT 1600A H1 3P FIX MLOGIC 2 | 136562800 | 124148000 | #REF! | Truc | In Price Book | 4.2 CIRCUIT PROTECTION >1000A
NT16H14D2 | NT 1600A H1 4P D/O MLOGIC 2 | 233746700 | 212497000 | #REF! | Truc | In Price Book | 4.2 CIRCUIT PROTECTION >1000A
NT16H14F2 | NT 1600A H1 4P FIX MLOGIC 2 | 175107900 | 159189000 | #REF! | Truc | In Price Book | 4.2 CIRCUIT PROTECTION >1000A
NT16H23D2 | NT 1600A H2 3P D/O MLOGIC 2 | 194607600 | 176916000 | #REF! | Truc | In Price Book | 4.2 CIRCUIT PROTECTION >1000A
NT16H23F2 | NT 1600A H2 3P FIX MLOGIC 2 | 140003600 | 127276000 | #REF! | Truc | In Price Book | 4.2 CIRCUIT PROTECTION >1000A
NT16H24D2 | NT 1600A H2 4P D/O MLOGIC 2 | 240098100 | 218271000 | #REF! | Truc | In Price Book | 4.2 CIRCUIT PROTECTION >1000A
NT16H24F2 | NT 1600A H2 4P FIX MLOGIC 2 | 178470600 | 162246000 | #REF! | Truc | In Price Book | 4.2 CIRCUIT PROTECTION >1000A
NW08H13D2 | NW 800A H1 3P D/O MLOGIC2 | 147738800 | 134308000 | #REF! | Truc | In Price Book | 4.4 CIRCUIT PROTECTION <=1000A
NW08H13F2 | NW 800A H1 3P FIX MLOGIC 2 | 107013500 | 97285000 | #REF! | Truc | In Price Book | 4.4 CIRCUIT PROTECTION <=1000A
NW08H14D2 | NW 800A H1 4P D/O MLOGIC 2 | 177422300 | 161293000 | #REF! | Truc | In Price Book | 4.4 CIRCUIT PROTECTION <=1000A
NW08H14F2 | NW 800A H1 4P FIX MLOGIC 2 | 131173900 | 119249000 | #REF! | Truc | In Price Book | 4.4 CIRCUIT PROTECTION <=1000A
NW08H23D2 | NW 800A H2 3P D/O MLOGIC2.0 | 190025000 | 172750000 | #REF! | Truc | In Price Book | 4.4 CIRCUIT PROTECTION <=1000A
NW08H23F2 | NW 800A H2 3P FIX MLOGIC 2 | 126316300 | 114833000 | #REF! | Truc | In Price Book | 4.4 CIRCUIT PROTECTION <=1000A
NW08H24D2 | NW 800A H2 4P D/O MLOGIC2.0 | 228111400 | 207374000 | #REF! | Truc | In Price Book | 4.4 CIRCUIT PROTECTION <=1000A
NW08H24F2 | NW 800A H2 4P FIX MLOGIC 2 | 154644600 | 140586000 | #REF! | Truc | In Price Book | 4.4 CIRCUIT PROTECTION <=1000A
NW10H13D2 | NW 1000A H1 3P D/O MLOGIC 2 | 156024000 | 141840000 | #REF! | Truc | In Price Book | 4.4 CIRCUIT PROTECTION <=1000A
NW10H13F2 | NW 1000A H1 3P FIX MLOGIC 2 | 112098800 | 101908000 | #REF! | Truc | In Price Book | 4.4 CIRCUIT PROTECTION <=1000A
NW10H14D2 | NW 1000A H1 4P D/O MLOGIC 2 | 182261200 | 165692000 | #REF! | Truc | In Price Book | 4.4 CIRCUIT PROTECTION <=1000A
NW10H14F2 | NW 1000A H1 4P FIX MLOGIC 2 | 138075300 | 125523000 | #REF! | Truc | In Price Book | 4.4 CIRCUIT PROTECTION <=1000A
NW10H23D2 | NW 1000A H2 3P MLOGIC 2 | 200962300 | 182693000 | #REF! | Truc | In Price Book | 4.4 CIRCUIT PROTECTION <=1000A
NW10H23F2 | NW 1000A H2 3P FIX MLOGIC 2. | 133496000 | 121360000 | #REF! | Truc | In Price Book | 4.4 CIRCUIT PROTECTION <=1000A
NW10H24D2 | NW 1000A H2 4P D/O MLOGIC2 | 238447000 | 216770000 | #REF! | Truc | In Price Book | 4.4 CIRCUIT PROTECTION <=1000A
NW10H24F2 | NW 1000A H2 4P FIX MLOGIC2 | 167071300 | 151883000 | #REF! | Truc | In Price Book | 4.4 CIRCUIT PROTECTION <=1000A
NW12H13D2 | NW 1250A H1 3P D/O MLOGIC 2 | 175586400 | 159624000 | #REF! | Truc | In Price Book | 4.2 CIRCUIT PROTECTION >1000A
NW12H13F2 | NW 1250A H1 3P FIX MLOGIC 2 | 126753000 | 115230000 | #REF! | Truc | In Price Book | 4.2 CIRCUIT PROTECTION >1000A
NW12H14D2 | NW 1250A H1 4P D/O MLOGIC 2 | 202140400 | 183764000 | #REF! | Truc | In Price Book | 4.2 CIRCUIT PROTECTION >1000A
NW12H14F2 | NW 1250A H1 4P FIX MLOGIC 2 | 157586000 | 143260000 | #REF! | Truc | In Price Book | 4.2 CIRCUIT PROTECTION >1000A
NW12H23D2 | NW 1250A H2 3P | 218071700 | 198247000 | #REF! | Truc | In Price Book | 4.2 CIRCUIT PROTECTION >1000A
NW12H23F2 | MG ACB NW12H2 2.0A FIX 3P | 151884700 | 138077000 | #REF! | Truc | In Price Book | 4.2 CIRCUIT PROTECTION >1000A
NW12H24D2 | NW 1250A H2 4P D/O MLOGIC 2 | 266743400 | 242494000 | #REF! | Truc | In Price Book | 4.2 CIRCUIT PROTECTION >1000A
NW12H24F2 | NW 1250A H2 4P FIX MLOGIC 2 | 185529300 | 168663000 | #REF! | Truc | In Price Book | 4.2 CIRCUIT PROTECTION >1000A
NW16H13D2 | NW 1600A H1 3P D/O MLOGIC 2 | 199919500 | 181745000 | #REF! | Truc | In Price Book | 4.2 CIRCUIT PROTECTION >1000A
NW16H13F2 | NW 1600A H1 3P FIX MLOGIC 2 | 138076400 | 125524000 | #REF! | Truc | In Price Book | 4.2 CIRCUIT PROTECTION >1000A
NW16H14D2 | NW 1600A H1 4P D/O MLOGIC 2 | 236604500 | 215095000 | #REF! | Truc | In Price Book | 4.2 CIRCUIT PROTECTION >1000A
NW16H14F2 | NW 1600A H1 4P FIX MLOGIC 2 | 181293200 | 164812000 | #REF! | Truc | In Price Book | 4.2 CIRCUIT PROTECTION >1000A
NW16H23D2 | NW 1600A H2 3P D/O MLOGIC2 | 249407400 | 226734000 | #REF! | Truc | In Price Book | 4.2 CIRCUIT PROTECTION >1000A
NW16H23F2 | NW 1600A H2 3P FIX MLOGIC2. | 175089200 | 159172000 | #REF! | Truc | In Price Book | 4.2 CIRCUIT PROTECTION >1000A
NW16H24D2 | NW 1600A H2 4P D/O MLOGIC2 | 302286600 | 274806000 | #REF! | Truc | In Price Book | 4.2 CIRCUIT PROTECTION >1000A
NW16H24F2 | NW 1600A H2 4P FIX MLOGIC 2 | 213988500 | 194535000 | #REF! | Truc | In Price Book | 4.2 CIRCUIT PROTECTION >1000A
NW20H13D2 | NW 2000A H1 3P D/O MLOGIC 2A | 220987800 | 200898000 | #REF! | Truc | In Price Book | 4.2 CIRCUIT PROTECTION >1000A
NW20H13F2 | NW 2000A H1 3P FIX MLOGIC 2 | 154243100 | 140221000 | #REF! | Truc | In Price Book | 4.2 CIRCUIT PROTECTION >1000A
NW20H14D2 | NW 2000A H1 4P D/O MLOGIC 2 | 269250300 | 244773000 | #REF! | Truc | In Price Book | 4.2 CIRCUIT PROTECTION >1000A
NW20H14F2 | NW 2000A H1 4P FIX MLOGIC 2 | 203584700 | 185077000 | #REF! | Truc | In Price Book | 4.2 CIRCUIT PROTECTION >1000A
NW20H23D2 | NW 2000A H2 3P D/O MLOGIC2 | 297002200 | 270002000 | #REF! | Truc | In Price Book | 4.2 CIRCUIT PROTECTION >1000A
NW20H23F2 | NW 2000A H2 3P FIX MLOGIC2 | 198400400 | 180364000 | #REF! | Truc | In Price Book | 4.2 CIRCUIT PROTECTION >1000A
NW20H24D2 | NW 2000A H2 4P D/O MLOGIC2 | 348955200 | 317232000 | #REF! | Truc | In Price Book | 4.2 CIRCUIT PROTECTION >1000A
NW20H24F2 | NW 2000A H2 4P FIX MLOGIC2. | 259584600 | 235986000 | #REF! | Truc | In Price Book | 4.2 CIRCUIT PROTECTION >1000A
NW25H13D2 | NW 2500A H1 3P D/O MLOGIC 2 | 276903000 | 251730000 | #REF! | Truc | In Price Book | 4.2 CIRCUIT PROTECTION >1000A
NW25H13F2 | NW 2500A H1 3P FIX MLOGIC 2 | 212637700 | 193307000 | #REF! | Truc | In Price Book | 4.2 CIRCUIT PROTECTION >1000A
NW25H14D2 | NW 2500A H1 4P D/O MLOGIC 2 | 339012300 | 308193000 | #REF! | Truc | In Price Book | 4.2 CIRCUIT PROTECTION >1000A
NW25H14F2 | NW 2500A H1 4P FIX MLOGIC 2 | 269556100 | 245051000 | #REF! | Truc | In Price Book | 4.2 CIRCUIT PROTECTION >1000A
NW25H23D2 | NW 2500A H2 3P D/O MLOGIC 2 | 357838800 | 325308000 | #REF! | Truc | In Price Book | 4.2 CIRCUIT PROTECTION >1000A
NW25H23F2 | ACB NW25H2 2.0A FIX 3P | 255930400 | 232664000 | #REF! | Truc | In Price Book | 4.2 CIRCUIT PROTECTION >1000A
NW25H24D2 | NW 2500A H2 4P D/O MLOGIC 2 | 436341400 | 396674000 | #REF! | Truc | In Price Book | 4.2 CIRCUIT PROTECTION >1000A
NW25H24F2 | NW 2500A H2 4P FIX MLOGIC 2. | 332764300 | 302513000 | #REF! | Truc | In Price Book | 4.2 CIRCUIT PROTECTION >1000A
NW32H13D2 | NW 3200A H1 3P D/O MLOGIC 2 | 356595800 | 324178000 | #REF! | Truc | In Price Book | 4.2 CIRCUIT PROTECTION >1000A
NW32H13F2 | NW 3200A H1 3P FIX MLOGIC 2 | 253169400 | 230154000 | #REF! | Truc | In Price Book | 4.2 CIRCUIT PROTECTION >1000A
NW32H14D2 | NW 3200A H1 4P D/O MLOGIC 2 | 422791600 | 384356000 | #REF! | Truc | In Price Book | 4.2 CIRCUIT PROTECTION >1000A
NW32H14F2 | NW 3200A H1 4P FIX MLOGIC 2 | 316195000 | 287450000 | #REF! | Truc | In Price Book | 4.2 CIRCUIT PROTECTION >1000A
NW32H23D2 | NW 3200A H2 3P D/O MLOGIC2 | 460439100 | 418581000 | #REF! | Truc | In Price Book | 4.2 CIRCUIT PROTECTION >1000A
NW32H23F2 | NW 3200A H2 3P FIX MLOGIC 2. | 308861300 | 280783000 | #REF! | Truc | In Price Book | 4.2 CIRCUIT PROTECTION >1000A
NW32H24D2 | NW 3200A H2 4P D/O MLOGIC2 | 553209800 | 502918000 | #REF! | Truc | In Price Book | 4.2 CIRCUIT PROTECTION >1000A
NW32H24F2 | NW 3200A H2 4P FIX MLOGIC 2. | 385770000 | 350700000 | #REF! | Truc | In Price Book | 4.2 CIRCUIT PROTECTION >1000A
NW40H13D2 | NW 4000A H1 3P D/O MLOGIC 2 | 501757300 | 456143000 | #REF! | Truc | In Price Book | 4.2 CIRCUIT PROTECTION >1000A
NW40H13F2 | NW 4000A H1 3P FIX MLOGIC 2 | 384932900 | 349939000 | #REF! | Truc | In Price Book | 4.2 CIRCUIT PROTECTION >1000A
NW40H14D2 | NW 4000A H1 4P D/O MLOGIC 2 | 621338300 | 564853000 | #REF! | Truc | In Price Book | 4.2 CIRCUIT PROTECTION >1000A
NW40H14F2 | NW 4000A H1 4P FIX MLOGIC 2 | 482159700 | 438327000 | #REF! | Truc | In Price Book | 4.2 CIRCUIT PROTECTION >1000A
NW40H23D2 | MG ACB NW40H2 2.0A DRAWOUT 3P | 624943000 | 568130000 | #REF! | Truc | In Price Book | 4.2 CIRCUIT PROTECTION >1000A
NW40H23F2 | NW 4000A H2 3P FIX MLOGIC 2 | 460705300 | 418823000 | #REF! | Truc | In Price Book | 4.2 CIRCUIT PROTECTION >1000A
NW40H24D2 | NW 4000A H2 4P D/O MLOGIC2 | 757432500 | 688575000 | #REF! | Truc | In Price Book | 4.2 CIRCUIT PROTECTION >1000A
NW40H24F2 | NW 4000A H2 4P FIX MLOGIC2 | 595112100 | 541011000 | #REF! | Truc | In Price Book | 4.2 CIRCUIT PROTECTION >1000A
NW4BH13D2 | NW 4000A-B H1 3P D/O MLOGIC 2 | 683078000 | 620980000 | #REF! | Truc | In Price Book | 4.2 CIRCUIT PROTECTION >1000A
NW4BH13F2 | NW 4000A-B H1 3P FIX MLOGIC 2 | 511795900 | 465269000 | #REF! | Truc | In Price Book | 4.2 CIRCUIT PROTECTION >1000A
NW4BH14D2 | NW 4000A-B H1 4P D/O MLOGIC 2 | 892580700 | 811437000 | #REF! | Truc | In Price Book | 4.2 CIRCUIT PROTECTION >1000A
NW4BH14F2 | NW 4000A-B H1 4P FIX MLOGIC 2 | 632513200 | 575012000 | #REF! | Truc | In Price Book | 4.2 CIRCUIT PROTECTION >1000A
NW4BH23D2 | NW 4000A-B H2 3P D/O MLOGIC 2 | 841945500 | 765405000 | #REF! | Truc | In Price Book | 4.2 CIRCUIT PROTECTION >1000A
NW4BH23F2 | NW 4000A-B H2 3P FIX MLOGIC 2 | 593004500 | 539095000 | #REF! | Truc | In Price Book | 4.2 CIRCUIT PROTECTION >1000A
NW4BH24D2 | NW 4000A-B H2 4P D/O MLOGIC 2 | 1030746200 | 937042000 | #REF! | Truc | In Price Book | 4.2 CIRCUIT PROTECTION >1000A
NW4BH24F2 | NW 4000A-B H2 4P FIX MLOGIC 2 | 796579300 | 724163000 | #REF! | Truc | In Price Book | 4.2 CIRCUIT PROTECTION >1000A
NW50H13D2 | NW 5000A H1 3P D/O MLOGIC 2 | 852946600 | 775406000 | #REF! | Truc | In Price Book | 4.2 CIRCUIT PROTECTION >1000A
NW50H13F2 | NW 5000A H1 3P FIX MLOGIC 2 | 664325200 | 603932000 | #REF! | Truc | In Price Book | 4.2 CIRCUIT PROTECTION >1000A
NW50H14D2 | NW 5000A H1 4P D/O MLOGIC 2 | 1110523700 | 1009567000 | #REF! | Truc | In Price Book | 4.2 CIRCUIT PROTECTION >1000A
NW50H14F2 | NW 5000A H1 4P FIX MLOGIC 2 | 820759500 | 746145000 | #REF! | Truc | In Price Book | 4.2 CIRCUIT PROTECTION >1000A
NW50H23D2 | NW 5000A H2 3P D/O MLOGIC 2 | 1051633000 | 956030000 | #REF! | Truc | In Price Book | 4.2 CIRCUIT PROTECTION >1000A
NW50H23F2 | NW 5000A H2 3P FIX MLOGIC 2 | 765652800 | 696048000 | #REF! | Truc | In Price Book | 4.2 CIRCUIT PROTECTION >1000A
NW50H24D2 | NW 5000A H2 4P D/O MLOGIC 2 | 1274575500 | 1158705000 | #REF! | Truc | In Price Book | 4.2 CIRCUIT PROTECTION >1000A
NW50H24F2 | NW 5000A H2 4P FIX MLOGIC 2 | 1028221700 | 934747000 | #REF! | Truc | In Price Book | 4.2 CIRCUIT PROTECTION >1000A
NW63H13D2 | NW 6300A H1 3P D/O MLOGIC 2 | 1102971100 | 1002701000 | #REF! | Truc | In Price Book | 4.2 CIRCUIT PROTECTION >1000A
NW63H13F2 | NW 6300A H1 3P FIX MLOGIC 2 | 888124600 | 807386000 | #REF! | Truc | In Price Book | 4.2 CIRCUIT PROTECTION >1000A
NW63H14D2 | NW 6300A H1 4P D/O MLOGIC 2 | 1476963400 | 1342694000 | #REF! | Truc | In Price Book | 4.2 CIRCUIT PROTECTION >1000A
NW63H14F2 | NW 6300A H1 4P FIX MLOGIC 2 | 1083153500 | 984685000 | #REF! | Truc | In Price Book | 4.2 CIRCUIT PROTECTION >1000A
NW63H23D2 | NW 6300A H2 3P D/O MLOGIC2 | 1371823200 | 1247112000 | #REF! | Truc | In Price Book | 4.2 CIRCUIT PROTECTION >1000A
NW63H23F2 | NW 6300A H2 3P FIX MLOGIC 2 | 1017351500 | 924865000 | #REF! | Truc | In Price Book | 4.2 CIRCUIT PROTECTION >1000A
NW63H24D2 | NW 6300A H2 4P D/O MLOGIC2 | 1631386900 | 1483079000 | #REF! | Truc | In Price Book | 4.2 CIRCUIT PROTECTION >1000A
NW63H24F2 | NW 6300A H2 4P FIX MLOGIC 2 | 1353944900 | 1230859000 | #REF! | Truc | In Price Book | 4.2 CIRCUIT PROTECTION >1000A
28924 | INS100 3P RED ROTARY HANDEL YELLOW ESCUT | 4191000 | 3810000 | #REF! | Truc | 4.4 CIRCUIT PROTECTION <=1000A
28928 | INS160 3P RED ROTARY HANDLE YELLOW ESCUT | 4191000 | 3810000 | #REF! | Truc | 4.4 CIRCUIT PROTECTION <=1000A
28929 | INS160 4P 160A R/Y | 4450600 | 4046000 | #REF! | Truc | 4.4 CIRCUIT PROTECTION <=1000A
28944 | EXTANDED LATERAL ROT. HANDLE RED/YELLOW | 1023000 | 930000 | #REF! | Truc | 4.4 CIRCUIT PROTECTION <=1000A
28945 | LATERAL ROTARY HANDLE for PRAGMA F | 3311000 | 3010000 | #REF! | Truc | 4.4 CIRCUIT PROTECTION <=1000A
28946 | LAT. ROT. HANDLE RED/YELLOW for PRAGMA F | 3275800 | 2978000 | #REF! | Truc | 4.4 CIRCUIT PROTECTION <=1000A
28947 | 3 SNAP-IN TERMINAL BLOCS 95MM2 | 1311200 | 1192000 | #REF! | Truc | 4.4 CIRCUIT PROTECTION <=1000A
28948 | 4 SNAP-IN TERMINAL BLOCS 95MM2 | 1285900 | 1169000 | #REF! | Truc | 4.4 CIRCUIT PROTECTION <=1000A
28951 | 3 CRIMP LUGS 95MM2 AND PHASE SEPARAT(INS | 1635700 | 1487000 | #REF! | Truc | 4.4 CIRCUIT PROTECTION <=1000A
28953 | INTERVERROUILLAGE MECANIQUE (INS40/160) | 2893000 | 2630000 | #REF! | Truc | 4.4 CIRCUIT PROTECTION <=1000A
28955 | 2 TERMINAL SHROUDS 3/4P (INS40/80) | 423500 | 385000 | #REF! | Truc | 4.4 CIRCUIT PROTECTION <=1000A
28956 | 2 TERMINAL SHROUDS 3/4P (INS100/160) | 440000 | 400000 | #REF! | Truc | 4.4 CIRCUIT PROTECTION <=1000A
28957 | 2 CACHE-BORNES 3/4P (INS40/80) | 306900 | 279000 | #REF! | Truc | 4.4 CIRCUIT PROTECTION <=1000A
28958 | 2 CACHE-BORNES 3/4P (INS100/160) | 440000 | 400000 | #REF! | Truc | 4.4 CIRCUIT PROTECTION <=1000A
28959 | 6 SEPARATEURS DE PHASES (INS100/160) | 602800 | 548000 | #REF! | Truc | 4.4 CIRCUIT PROTECTION <=1000A
28967 | COFF.ISOL.IP55 (CDE.ROT.FRON.STD)(INS40/ | 6330500 | 5755000 | #REF! | Truc | 4.4 CIRCUIT PROTECTION <=1000A
28968 | COFF.ISOL IP55 (CDE.ROT.FRON.ROU)(INS40/ | 6208400 | 5644000 | #REF! | Truc | 4.4 CIRCUIT PROTECTION <=1000A
29214 | ADAPTATION VIGI 4P SUR APP. 3P (NS100 A | 2797300 | 2543000 | #REF! | Truc | 4.4 CIRCUIT PROTECTION <=1000A
29215 | VIGI MH 3P 440/550V 0,03/10A (NS100/160) | 11925100 | 10841000 | #REF! | Truc | 4.4 CIRCUIT PROTECTION <=1000A
29258 | 4 COSSES/CABLE CUIVRE 185MM2 PLU S 3 SEP | 2502500 | 2275000 | #REF! | Truc | 4.4 CIRCUIT PROTECTION <=1000A
29272 | PRISE DECONNECT.CIRCUIT AUX. 9FILS(NS100 | 2583900 | 2349000 | #REF! | Truc | 4.4 CIRCUIT PROTECTION <=1000A
29275 | 1 EMBASE PR 2 BLOCS MOBILES (NS100 A 250 | 365200 | 332000 | #REF! | Truc | 4.4 CIRCUIT PROTECTION <=1000A
29319 | SOUFFLET ETANCHEITE CDE MANETON (NS100 A | 2745600 | 2496000 | #REF! | Truc | 4.4 CIRCUIT PROTECTION <=1000A
29335 | EXTENDED ROTARY HANDEL AND TELES SHAFT | 3297800 | 2998000 | #REF! | Truc | 4.4 CIRCUIT PROTECTION <=1000A
29343 | EXTENDED ROTARY HANDLE AND TELESCOPIC SH | 3313200 | 3012000 | #REF! | Truc | 4.4 CIRCUIT PROTECTION <=1000A
29356 | ELECTRICAL INTERLOCKING IVE 24 TO 250 V | 10554500 | 9595000 | #REF! | Truc | 4.4 CIRCUIT PROTECTION <=1000A
29363 | ACP 220V/240V AC (NS100 A MASTERPACT) | 20429200 | 18572000 | #REF! | Truc | 4.4 CIRCUIT PROTECTION <=1000A
29364 | INTERFACE FOR AU TO MATIC CONTROLLER ACP | 14564000 | 13240000 | #REF! | Truc | 4.4 CIRCUIT PROTECTION <=1000A
29365 | MOTORMECH. FOR ATS SPARE WIRING (NS100/6 | 1653300 | 1503000 | #REF! | Truc | 4.4 CIRCUIT PROTECTION <=1000A
29368 | WIRKING CABLE BETWEEN BA/UA AND ACP/IVE | 7580100 | 6891000 | #REF! | Truc | 4.4 CIRCUIT PROTECTION <=1000A
29371 | FIXED TOGGLE PADLOCK. DEVICE (NS100/250) | 992200 | 902000 | #REF! | Truc | 4.4 CIRCUIT PROTECTION <=1000A
29376 | AUTO BA 220V/240V AC (NS100 A MASTERPACT | 30636100 | 27851000 | #REF! | Truc | 4.4 CIRCUIT PROTECTION <=1000A
29377 | AU TO MATIC CONTROLLER BA 380 TO 415 V | 28297500 | 25725000 | #REF! | Truc | 4.4 CIRCUIT PROTECTION <=1000A
29380 | AUTOMATISME DE CONTRÔLE UA 380 R 415 V | 34339800 | 31218000 | #REF! | Truc | 4.4 CIRCUIT PROTECTION <=1000A
29448 | ACP AND AUTO UA 110V/127VAC 50HZ (NS | 49100700 | 44637000 | #REF! | Truc | 4.4 CIRCUIT PROTECTION <=1000A
29452 | 1 CONTACT AUXIL. OF/SD/SDE/SDV (BAS NIVE | 564300 | 513000 | #REF! | Truc | 4.4 CIRCUIT PROTECTION <=1000A
31052 | EXTENDED FRONT ROT. HANDLE (INS320/630) | 3564000 | 3240000 | #REF! | Truc | 4.4 CIRCUIT PROTECTION <=1000A
31053 | EXTENDED FRONT ROT. HANDLE RED/YELLOW (I | 3444100 | 3131000 | #REF! | Truc | 4.4 CIRCUIT PROTECTION <=1000A
31054 | DIRECT HANDLE CONVERSION ACCESSORY (INS2 | 519200 | 472000 | #REF! | Truc | 4.4 CIRCUIT PROTECTION <=1000A
31057 | EXTENDED LATERAL ROT. HANDLE RED/YELLOW | 1430000 | 1300000 | #REF! | Truc | 4.4 CIRCUIT PROTECTION <=1000A
31073 | MECHANICAL INTERLOCK (INS250) | 5580300 | 5073000 | #REF! | Truc | 4.4 CIRCUIT PROTECTION <=1000A
31074 | MECHANICAL INTERLOCK (INS320/630) | 6394300 | 5813000 | #REF! | Truc | 4.4 CIRCUIT PROTECTION <=1000A
31079 | ESCUTCHEON (INS/INV250) | 471900 | 429000 | #REF! | Truc | 4.4 CIRCUIT PROTECTION <=1000A
31080 | ESCUTCHEON (INS/INS320-630) | 515900 | 469000 | #REF! | Truc | 4.4 CIRCUIT PROTECTION <=1000A
31084 | BLACK SPARE ROTARY HANDLE (INS/INV320-63 | 529100 | 481000 | #REF! | Truc | 4.4 CIRCUIT PROTECTION <=1000A
31087 | LOCKING DEVICE FOR RONIS/PROFALUX KEYLOC | 454300 | 413000 | #REF! | Truc | 4.4 CIRCUIT PROTECTION <=1000A
31088 | LOCKING DEVICE FOR RONIS/PROF.KEYLOCKS ( | 1497100 | 1361000 | #REF! | Truc | 4.4 CIRCUIT PROTECTION <=1000A
31097 | LOCKING ACCESSORIES FOR MONO INTERBLOCK | 408100 | 371000 | #REF! | Truc | 4.4 CIRCUIT PROTECTION <=1000A
31130 | INS400 3P 400 A R/Y - SWITCH DISCONNECTO | 16097400 | 14634000 | #REF! | Truc | 4.4 CIRCUIT PROTECTION <=1000A
31140 | MANUAL SOURCECHANGEOVER INS250 3P 100 A | 35378200 | 32162000 | #REF! | Truc | 4.4 CIRCUIT PROTECTION <=1000A
31141 | MANUAL SOURCECHANGEOVER INS250 4P 100 A | 37727800 | 34298000 | #REF! | Truc | 4.4 CIRCUIT PROTECTION <=1000A
31142 | ONE-PIECE MANUAL SOURCE CHANGEOVER FOR I | 39490000 | 35900000 | #REF! | Truc | 4.4 CIRCUIT PROTECTION <=1000A
31145 | ONE-PIECE MANUAL SOURCE CHANGEOVER FOR I | 39779300 | 36163000 | #REF! | Truc | 4.4 CIRCUIT PROTECTION <=1000A
31147 | ONE-PIECE MANUAL SOURCE CHANGEOVER FOR I | 39981700 | 36347000 | #REF! | Truc | 4.4 CIRCUIT PROTECTION <=1000A
31150 | MANUAL SOURCECHANGEOVER INS400 3P 400 A | 43861400 | 39874000 | #REF! | Truc | 4.4 CIRCUIT PROTECTION <=1000A
31151 | MANUAL SOURCECHANGEOVER INS400 4P 400 A | 57289100 | 52081000 | #REF! | Truc | 4.4 CIRCUIT PROTECTION <=1000A
31153 | MANUAL SOURCECHANGEOVER INS500 4P 500 A | 57289100 | 52081000 | #REF! | Truc | 4.4 CIRCUIT PROTECTION <=1000A
31154 | ONE-PIECE MANUAL SOURCE CHANGEOVER FOR I | 54422500 | 49475000 | #REF! | Truc | 4.4 CIRCUIT PROTECTION <=1000A
31166 | INV250 3P 250 A - VISIBLE BREAK SWITCHDI | 9148700 | 8317000 | #REF! | Truc | 4.4 CIRCUIT PROTECTION <=1000A
31171 | INV400 4P 400 A - VISIBLE BREAK SWITCHDI | 16845400 | 15314000 | #REF! | Truc | 4.4 CIRCUIT PROTECTION <=1000A
31182 | INV200 3P 200 A R/Y - VISIBLE BREAK SWIT | 11233200 | 10212000 | #REF! | Truc | 4.4 CIRCUIT PROTECTION <=1000A
31184 | INTERPACT INV160 3P SWITCH RD/YE | 10431300 | 9483000 | #REF! | Truc | 4.4 CIRCUIT PROTECTION <=1000A
31192 | INV500 3P 500 A R/Y - VISIBLE BREAK SWIT | 17494400 | 15904000 | #REF! | Truc | 4.4 CIRCUIT PROTECTION <=1000A
31194 | INV630 3P 630 A R/Y - VISIBLE BREAK SWIT | 17494400 | 15904000 | #REF! | Truc | 4.4 CIRCUIT PROTECTION <=1000A
31204 | COFF. ISOLANT IP55 (INS250) CDE ROT STD | 9915400 | 9014000 | #REF! | Truc | 4.4 CIRCUIT PROTECTION <=1000A
31206 | COFF. ISOLANT IP55 (INS320/630) CDE ROT | 25438600 | 23126000 | #REF! | Truc | 4.4 CIRCUIT PROTECTION <=1000A
31210 | METAL ENCLOSURE IP55 FOR INS250 WITH STD | 42440200 | 38582000 | #REF! | Truc | 4.4 CIRCUIT PROTECTION <=1000A
31288 | INS630B TO 2500 FRONT STD ROTARY HANDLE | 6651700 | 6047000 | #REF! | Truc | 4.4 CIRCUIT PROTECTION <=1000A
31289 | INS630B TO 1600 FRONT STD ROTARY HANDLE | 7213800 | 6558000 | #REF! | Truc | 4.4 CIRCUIT PROTECTION <=1000A
31295 | ESCUTCHEON (INS/INV630B/2500) | 955900 | 869000 | #REF! | Truc | 4.4 CIRCUIT PROTECTION <=1000A
31296 | BLACK SPARE ROTARY HANDLE INS/IN V800-16 | 702900 | 639000 | #REF! | Truc | 4.4 CIRCUIT PROTECTION <=1000A
31301 | ADDITIONAL CABLE LUG ADAPTERS 3P (INS/IN | 19312700 | 17557000 | #REF! | Truc | 4.4 CIRCUIT PROTECTION <=1000A
31306 | SPREADERS 4P (INS/INV800-1600) | 10298200 | 9362000 | #REF! | Truc | 4.4 CIRCUIT PROTECTION <=1000A
31308 | BASE FOR LONG CONNECTION SHIELD 4P | 3263700 | 2967000 | #REF! | Truc | 4.4 CIRCUIT PROTECTION <=1000A
31310 | OPTIONAL VERTICAL OR HORIZONTAL CONNECTI | 12412400 | 11284000 | #REF! | Truc | 4.4 CIRCUIT PROTECTION <=1000A
31315 | INTERPHASES BARRIERS 3P/4P INS/ INV800- | 1580700 | 1437000 | #REF! | Truc | 4.4 CIRCUIT PROTECTION <=1000A
31319 | INTERPHASES BARRIERS 3P 4P INS INV2000 | 2743400 | 2494000 | #REF! | Truc | 4.4 CIRCUIT PROTECTION <=1000A
31338 | COMPACT INS 2000 3P | 134010800 | 121828000 | #REF! | Truc | 4.2 CIRCUIT PROTECTION >1000A
31341 | COMPACT INS 2500 4P | 188938200 | 171762000 | #REF! | Truc | 4.2 CIRCUIT PROTECTION >1000A
31349 | INS1250 4P 1250 A - SWITCH DISCONNECTOR | 73993700 | 67267000 | #REF! | Truc | 4.2 CIRCUIT PROTECTION >1000A
31358 | visible break switch disconnector | 63809900 | 58009000 | #REF! | Truc | 4.4 CIRCUIT PROTECTION <=1000A
31359 | visible break switch disconnector | 81331800 | 73938000 | #REF! | Truc | 4.4 CIRCUIT PROTECTION <=1000A
31363 | INV1250 4P 1250 A - VISIBLE BREAK SWITCH | 81331800 | 73938000 | #REF! | Truc | 4.4 CIRCUIT PROTECTION <=1000A
31364 | COMPACT INV1600 3P BLACK HANDLE | 71747500 | 65225000 | #REF! | Truc | 4.2 CIRCUIT PROTECTION >1000A
31368 | COMPACT INV 2500 3P | 149488900 | 135899000 | #REF! | Truc | 4.2 CIRCUIT PROTECTION >1000A
31370 | COMPACT INV630B 3P STANDARD | 55034100 | 50031000 | #REF! | Truc | 4.4 CIRCUIT PROTECTION <=1000A
32595 | Additional toggle extension for NSX400/630 | 431200 | 392000 | #REF! | Truc | 4.4 CIRCUIT PROTECTION <=1000A
32603 | EXTENDED ROTARY HANDLE AND TELESCOPIC | 3760900 | 3419000 | #REF! | Truc | 4.4 CIRCUIT PROTECTION <=1000A
32609 | BASIC PLATE + MECHANICAL INTER | 34615900 | 31469000 | #REF! | Truc | Do not sell in loose component
32610 | BASIC PLATE + MECHANICAL INTER | 34615900 | 31469000 | #REF! | Truc | Do not sell in loose component
33004 | SD CONTACT C4 FIX MANUAL | 446600 | 406000 | #REF! | Truc | 4.4 CIRCUIT PROTECTION <=1000A
33011 | SDE CONTACT C4 FIX MANUAL | 188100 | 171000 | #REF! | Truc | 4.4 CIRCUIT PROTECTION <=1000A
33035 | COIL MX COM 100/130 VAC/VDC FOR FIXE BREAKER | 9400600 | 8546000 | #REF! | Truc | 4.4 CIRCUIT PROTECTION <=1000A
33106 | MODBUS INTERNAL COM MODULE | 6581300 | 5983000 | #REF! | Truc | 4.4 CIRCUIT PROTECTION <=1000A
33108 | OF CONTACT C4 FIX MANUAL | 796400 | 724000 | #REF! | Truc | 4.4 CIRCUIT PROTECTION <=1000A
33166 | 1 CLUSTER FOR CHASSIS | 741400 | 674000 | #REF! | Truc | 4.4 CIRCUIT PROTECTION <=1000A
33170 | 1 CONTACT DE POSITION (EMBROCHE/DEBROCHE | 1118700 | 1017000 | #REF! | Truc | 4.4 CIRCUIT PROTECTION <=1000A
33173 | UNDENTIFIED PROFALUX LOCK WITH 2 KEYS | 2685100 | 2441000 | #REF! | Truc | 4.4 CIRCUIT PROTECTION <=1000A
33174 | 1 IDENTIFIED PROFALUX LOCK 215470 WITH 2 | 3082200 | 2802000 | #REF! | Truc | 4.4 CIRCUIT PROTECTION <=1000A
33177 | GEAR MOTOR 200/240 VCA | 27153500 | 24685000 | #REF! | Truc | 4.4 CIRCUIT PROTECTION <=1000A
33190 | 1 SERRURE RONIS GRAVE EL24135 AVEC 2 CLE | 3671800 | 3338000 | #REF! | Truc | 4.4 CIRCUIT PROTECTION <=1000A
33191 | 1 SERRURE RONIS GRAVE EL24153 AVEC 2 CLE | 3671800 | 3338000 | #REF! | Truc | 4.4 CIRCUIT PROTECTION <=1000A
33192 | 1 SERRURE RONIS GRAVE EL24315 AVEC 2 CLE | 3671800 | 3338000 | #REF! | Truc | 4.4 CIRCUIT PROTECTION <=1000A
33505 | MICROLOGIC 2.0 A FOR FIXED COMPACT NS | 6216100 | 5651000 | #REF! | Truc | Do not sell in loose component. Added value
33511 | MICROLOGIC 5.0 | 5945500 | 5405000 | #REF! | Truc | Do not sell in loose component. Added value
33525 | MICROLOGIC 2.0 A FOR DRAWOUT BREAKER | 6216100 | 5651000 | #REF! | Truc | Do not sell in loose component. Added value
33590 | TEST KIT CABLE AND CONNECTOR FOR NS NT N | 19677900 | 17889000 | #REF! | Truc | 4.4 CIRCUIT PROTECTION <=1000A
33593 | SPARE BATTERY | 405900 | 369000 | #REF! | Truc | 4.4 CIRCUIT PROTECTION <=1000A
33598 | TOP 3P FRONT CONNECTION FOR | 2365000 | 2150000 | #REF! | Truc | 4.4 CIRCUIT PROTECTION <=1000A
33599 | BOTTOM 3P FRONT CONNECTION FOR | 2365000 | 2150000 | #REF! | Truc | 4.4 CIRCUIT PROTECTION <=1000A
33606 | REAR CONNECTION 3P TOP HORIZ. 630/1600A | 6103900 | 5549000 | #REF! | Truc | 4.4 CIRCUIT PROTECTION <=1000A
33612 | TOP 4P FRONT CONNECTOR FOR 1600AFIXED BR | 6128100 | 5571000 | #REF! | Truc | 4.4 CIRCUIT PROTECTION <=1000A
33613 | BOTTOM 4P FRONT CONNECTOR FOR 1600AFIXED | 6128100 | 5571000 | #REF! | Truc | 4.4 CIRCUIT PROTECTION <=1000A
33614 | TOP 4P VERTICAL REAR CONNECTION FOR 630/ | 7781400 | 7074000 | #REF! | Truc | 4.4 CIRCUIT PROTECTION <=1000A
33615 | BOTTOM 4P VERT. REAR CONNECTION FOR 630/ | 7781400 | 7074000 | #REF! | Truc | 4.4 CIRCUIT PROTECTION <=1000A
33616 | TOP 4P HORIZ. REAR CONNECTION FOR 630/16 | 7781400 | 7074000 | #REF! | Truc | 4.4 CIRCUIT PROTECTION <=1000A
33617 | BOTTOM 4P HORIZ. REAR CONNECTION FOR 63 | 7781400 | 7074000 | #REF! | Truc | 4.4 CIRCUIT PROTECTION <=1000A
33628 | CACHE RACCORDEMENT 3P | 1303500 | 1185000 | #REF! | Truc | 4.4 CIRCUIT PROTECTION <=1000A
33629 | CACHE RACCORDEMENT 4P | 1504800 | 1368000 | #REF! | Truc | 4.4 CIRCUIT PROTECTION <=1000A
33640 | 3 CONNECTORS FOR 4X240MM2 BARE CABLES AN | 7583400 | 6894000 | #REF! | Truc | 4.4 CIRCUIT PROTECTION <=1000A
33641 | CIRCUIT BREAKER LUG KIT | 10043000 | 9130000 | #REF! | Truc | 4.4 CIRCUIT PROTECTION <=1000A
33647 | 2 SUPPORT BRACKETS FOR MOUNTING FIXED BR | 2764300 | 2513000 | #REF! | Truc | 4.4 CIRCUIT PROTECTION <=1000A
33648 | 3 ECRANS D ISOLEMENT ENTRE PHASE APPARE | 926200 | 842000 | #REF! | Truc | 4.4 CIRCUIT PROTECTION <=1000A
33661 | MX 100/130 VAC/VDC FOR FIXED BREAKER | 8440300 | 7673000 | #REF! | Truc | 4.4 CIRCUIT PROTECTION <=1000A
33669 | COIL MN 048/060 VCA/VCC FOR FIXE BREAKER | 8440300 | 7673000 | #REF! | Truc | 4.4 CIRCUIT PROTECTION <=1000A
33681 | ADJUSTABLE DELAY UNIT FOR MN 100/130 VCA/VCC | 8440300 | 7673000 | #REF! | Truc | 4.4 CIRCUIT PROTECTION <=1000A
33683 | ADJUSTABLE DELAY UNIT FOR MN | 8440300 | 7673000 | #REF! | Truc | 4.4 CIRCUIT PROTECTION <=1000A
33685 | RETARDATEUR MN NON REGLABLE | 8440300 | 7673000 | #REF! | Truc | 4.4 CIRCUIT PROTECTION <=1000A
33688 | 3TD MOTOR MECH. 200/240 VAC FOR | 25616800 | 23288000 | #REF! | Truc | 4.4 CIRCUIT PROTECTION <=1000A
33702 | MODBUS COM MODULE FOR MANUAL FIXED BREAK | 9247700 | 8407000 | #REF! | Truc | 4.4 CIRCUIT PROTECTION <=1000A
33708 | MODBUS COM MODULE FOR ELECTRICAL OPERAT | 11844800 | 10768000 | #REF! | Truc | 4.4 CIRCUIT PROTECTION <=1000A
33717 | ESCUTCHEON FOR FIXED MANUAL BREAKER | 773300 | 703000 | #REF! | Truc | 4.4 CIRCUIT PROTECTION <=1000A
33718 | ESCUTCHEON FOR FIXED ELEC. OP. BREAKER | 1127500 | 1025000 | #REF! | Truc | 4.4 CIRCUIT PROTECTION <=1000A
33722 | CHASSIS WITHOUT CONNECTIONS 630/1250A 3P | 38636400 | 35124000 | #REF! | Truc | 4.4 CIRCUIT PROTECTION <=1000A
33730 | BOTTOM VERTICAL REAR CONNECTION FOR 630/ | 5083100 | 4621000 | #REF! | Truc | 4.4 CIRCUIT PROTECTION <=1000A
33731 | REAR CONNECTION 3P TOP HORIZ. 630/1600A | 5083100 | 4621000 | #REF! | Truc | 4.4 CIRCUIT PROTECTION <=1000A
33732 | REAR CONNECTION 3P BOT. HORIZ. 630/1600A | 5083100 | 4621000 | #REF! | Truc | 4.4 CIRCUIT PROTECTION <=1000A
33735 | TOP VERTICAL REAR CONNECTION FOR 630/160 | 6983900 | 6349000 | #REF! | Truc | 4.4 CIRCUIT PROTECTION <=1000A
33736 | BOTTOM VERTICAL REAR CONNECTION | 6983900 | 6349000 | #REF! | Truc | 4.4 CIRCUIT PROTECTION <=1000A
33754 | LOW-LEVEL CONNECTED POSITION CONTACT | 2424400 | 2204000 | #REF! | Truc | 4.4 CIRCUIT PROTECTION <=1000A
33755 | LOW-LEVEL TEST POSITION CONTACT | 2424400 | 2204000 | #REF! | Truc | 4.4 CIRCUIT PROTECTION <=1000A
33756 | LOW-LEVEL DISCONNECTED POSITION | 1532300 | 1393000 | #REF! | Truc | 4.4 CIRCUIT PROTECTION <=1000A
33763 | AUXILIARY TERMINAL SHIELD 3P | 607200 | 552000 | #REF! | Truc | 4.4 CIRCUIT PROTECTION <=1000A
33765 | VOLETS 3P | 2646600 | 2406000 | #REF! | Truc | 4.4 CIRCUIT PROTECTION <=1000A
33771 | CASTELL DISCONNECTED POSITION LOCKING KI | 8786800 | 7988000 | #REF! | Truc | 4.4 CIRCUIT PROTECTION <=1000A
33772 | KIRK DISCONNECTED POSITION LOCKING KIT ( | 2349600 | 2136000 | #REF! | Truc | 4.4 CIRCUIT PROTECTION <=1000A
33775 | PROFALUX DISC. POSITION LOCKING | 8109200 | 7372000 | #REF! | Truc | 4.4 CIRCUIT PROTECTION <=1000A
33778 | RONIS DISC. POSITION LOCKING WITH 2 KEYL | 6440500 | 5855000 | #REF! | Truc | 4.4 CIRCUIT PROTECTION <=1000A
33779 | OPTIONAL DISCONNECT-TEST-CONNECT LOCKING | 540100 | 491000 | #REF! | Truc | 4.4 CIRCUIT PROTECTION <=1000A
33799 | SDE CONTACT FOR MANUAL DRAWOUT BREAKER | 984500 | 895000 | #REF! | Truc | 4.4 CIRCUIT PROTECTION <=1000A
33800 | SD CONTACT FOR MANUAL DRAWOUT BREAKER | 965800 | 878000 | #REF! | Truc | 4.4 CIRCUIT PROTECTION <=1000A
33801 | OF CONTACT FOR MANUAL DRAWOUT BREAKER | 819500 | 745000 | #REF! | Truc | 4.4 CIRCUIT PROTECTION <=1000A
33806 | LOW-LEVEL OF CONTACT FOR ELEC. OP. DRAWO | 2304500 | 2095000 | #REF! | Truc | 4.4 CIRCUIT PROTECTION <=1000A
33811 | MX 048/060 VAC/VDC FOR DRAWOUT BREAKER | 9493000 | 8630000 | #REF! | Truc | 4.4 CIRCUIT PROTECTION <=1000A
33812 | MX 100/130 VAC/VDC FOR DRAWOUT BREAKER | 9400600 | 8546000 | #REF! | Truc | 4.4 CIRCUIT PROTECTION <=1000A
33821 | MN 100/130 VAC FOR DRAWOUT BREAKER | 9400600 | 8546000 | #REF! | Truc | 4.4 CIRCUIT PROTECTION <=1000A
33828 | STD MOTOR MECH. 200/240 VAC FOR | 20376400 | 18524000 | #REF! | Truc | 4.4 CIRCUIT PROTECTION <=1000A
33835 | COM MOTOR MECH. 200/240 VAC FOR | 20711900 | 18829000 | #REF! | Truc | 4.4 CIRCUIT PROTECTION <=1000A
33848 | MODBUS COM MODULE FOR ELEC. OP. | 12436600 | 11306000 | #REF! | Truc | 4.4 CIRCUIT PROTECTION <=1000A
33857 | ESCUTCHEON FOR MANUAL OR ELEC. OP. DRAWO | 1030700 | 937000 | #REF! | Truc | 4.4 CIRCUIT PROTECTION <=1000A
33859 | CAPOT TRANSPARENT POUR CADRE DE PORTE DE | 10373000 | 9430000 | #REF! | Truc | 4.4 CIRCUIT PROTECTION <=1000A
33866 | CNOMO ACCESSORY | 5176600 | 4706000 | #REF! | Truc | 4.4 CIRCUIT PROTECTION <=1000A
33868 | VERROUIL PAR SERRURE PR CDE ROT. (ADAPT | 339900 | 309000 | #REF! | Truc | 4.4 CIRCUIT PROTECTION <=1000A
33870 | OFF POSITION LOCKING FOR ROTARY | 2688400 | 2444000 | #REF! | Truc | 4.4 CIRCUIT PROTECTION <=1000A
33872 | ON POSITION LOCKING FOR ROTARY | 2649900 | 2409000 | #REF! | Truc | 4.4 CIRCUIT PROTECTION <=1000A
33873 | STANDARD DIRECT ROTARY HANDLE BLACK | 7134600 | 6486000 | #REF! | Truc | 4.4 CIRCUIT PROTECTION <=1000A
33879 | RED/YELLOW EXTENDED ROTARY HANDL E | 7701100 | 7001000 | #REF! | Truc | 4.4 CIRCUIT PROTECTION <=1000A
33880 | TELESCOPIC ROTARY HANDLE FOR BREAKER ON | 14840100 | 13491000 | #REF! | Truc | 4.4 CIRCUIT PROTECTION <=1000A
33882 | 2 EARLY BREAK CONTACTS FOR FIXED BREAKER | 1498200 | 1362000 | #REF! | Truc | 4.4 CIRCUIT PROTECTION <=1000A
33895 | OPERATION COUNTER MECHANICAL 5 DIGIT DIS | 4433000 | 4030000 | #REF! | Truc | 4.4 CIRCUIT PROTECTION <=1000A
33897 | PUSHBUTTON PADLOCKING DEVICE | 1179200 | 1072000 | #REF! | Truc | 4.4 CIRCUIT PROTECTION <=1000A
33898 | OFF LOCKING KIT FOR PADLOCK AND PROFALUX | 2180200 | 1982000 | #REF! | Truc | 4.4 CIRCUIT PROTECTION <=1000A
33899 | OFF LOCKING KIT FOR PADLOCK AND RONIS KE | 2098800 | 1908000 | #REF! | Truc | 4.4 CIRCUIT PROTECTION <=1000A
33902 | OFF POSITION LOCKING FOR PADLOCKS A | 5089700 | 4627000 | #REF! | Truc | 4.4 CIRCUIT PROTECTION <=1000A
33904 | OFF POS LOCKING FOR PADLOCKS PLU S 2 PRO | 7705500 | 7005000 | #REF! | Truc | 4.4 CIRCUIT PROTECTION <=1000A
33905 | OFF POS. LOCKING FOR PADLOCKS AN D 2 RON | 6176500 | 5615000 | #REF! | Truc | 4.4 CIRCUIT PROTECTION <=1000A
33911 | Cable Interlocking for 2 fixed B Breaker | 31400600 | 28546000 | #REF! | Truc | 4.4 CIRCUIT PROTECTION <=1000A
33914 | CABLE INTERLOCKING FOR 2 DRAWOUT BREAKE | 28333800 | 25758000 | #REF! | Truc | 4.4 CIRCUIT PROTECTION <=1000A
33915 | cable interlocking fixed & drawout NS | 28333800 | 25758000 | #REF! | Truc | 4.4 CIRCUIT PROTECTION <=1000A
33920 | CABLE-TYPE DOOR INTERLOCK FOR FI | 44425700 | 40387000 | #REF! | Truc | 4.4 CIRCUIT PROTECTION <=1000A
33929 | DOOR FRAME FOR NS1600/3200A | 3087700 | 2807000 | #REF! | Truc | 4.4 CIRCUIT PROTECTION <=1000A
33975 | RACCORDEMENTS 3P NS1600/3200A | 21711800 | 19738000 | #REF! | Truc | 4.4 CIRCUIT PROTECTION <=1000A
33986 | MODBUS COM | 12939300 | 11763000 | #REF! | Truc | 4.4 CIRCUIT PROTECTION <=1000A
33996 | VERROUILLAGE MANETON AMOVIBLE | 1887600 | 1716000 | #REF! | Truc | 4.4 CIRCUIT PROTECTION <=1000A
33998 | SEPARATEUR DE PHASE | 1057100 | 961000 | #REF! | Truc | 4.4 CIRCUIT PROTECTION <=1000A
42878 | 2 SERRURES PROFALUX C801/C1251NHL NS100/ | 5383400 | 4894000 | #REF! | Truc | 4.4 CIRCUIT PROTECTION <=1000A
42888 | SERRURE PROFALUX KS5B24D4Z C801/1251-NS1 | 3210900 | 2919000 | #REF! | Truc | 4.4 CIRCUIT PROTECTION <=1000A
46996 | PROLONG.LONG POIGN C800/C1251NHL | 276100 | 251000 | #REF! | Truc | 4.4 CIRCUIT PROTECTION <=1000A
47293 | MICROLOGIC 5.0 H FIXED BREAKER | 71168900 | 64699000 | #REF! | Truc | Do not sell in loose component. Added value
47294 | MICROLOGIC 6.0 H FOR FIXED BREAKER | 79277000 | 72070000 | #REF! | Truc | Do not sell in loose component. Added value
47303 | MICROLOGIC 7.0 H FOR DRAWOUT BREAKER | 91377000 | 83070000 | #REF! | Truc | Do not sell in loose component. Added value
47311 | closing coil with communication XF com | 9771300 | 8883000 | #REF! | Truc | 4.4 CIRCUIT PROTECTION <=1000A
47313 | closing coil with communication XF com | 9218000 | 8380000 | #REF! | Truc | 4.4 CIRCUIT PROTECTION <=1000A
47314 | XF COM 200/250 VAC/VDC FOR FIXED BREAKER | 9771300 | 8883000 | #REF! | Truc | 4.4 CIRCUIT PROTECTION <=1000A
47323 | voltage release MX com 100 to 130 V DC | 9218000 | 8380000 | #REF! | Truc | 4.4 CIRCUIT PROTECTION <=1000A
47324 | MX COM 200/250 VAC/VDC FOR FIXED BREAKER | 9218000 | 8380000 | #REF! | Truc | 4.4 CIRCUIT PROTECTION <=1000A
47339 | LOW-LEVEL OF CONTACT FOR FIXED BREAKER | 1690700 | 1537000 | #REF! | Truc | 4.4 CIRCUIT PROTECTION <=1000A
47340 | STANDARD SDE CONTACT FIX | 1591700 | 1447000 | #REF! | Truc | 4.4 CIRCUIT PROTECTION <=1000A
47352 | XF 100/130 VAC/VDC FOR FIXED BREAKER | 9771300 | 8883000 | #REF! | Truc | 4.4 CIRCUIT PROTECTION <=1000A
47354 | XF 240/277 VAC FOR FIXED | 14029400 | 12754000 | #REF! | Truc | 4.4 CIRCUIT PROTECTION <=1000A
47361 | MX 048/060 VAC/VDC FOR FIXED | 9771300 | 8883000 | #REF! | Truc | 4.4 CIRCUIT PROTECTION <=1000A
47362 | MX 100/130 VCA/VDC FOR FIXED BREAKER | 9771300 | 8883000 | #REF! | Truc | 4.4 CIRCUIT PROTECTION <=1000A
47382 | MN 100/130 VAC/VDC FOR FIXED BREAKER | 9771300 | 8883000 | #REF! | Truc | 4.4 CIRCUIT PROTECTION <=1000A
47393 | GEAR MOTOR 200/250 VDC FOR FIXED BREAKER | 26626600 | 24206000 | #REF! | Truc | 4.4 CIRCUIT PROTECTION <=1000A
47395 | motormechanism MCH 100 to 130 V AC | 26626600 | 24206000 | #REF! | Truc | 4.4 CIRCUIT PROTECTION <=1000A
47403 | M2C PROGRAMMABLE CONTACTS FOR FIXED BREA | 4163500 | 3785000 | #REF! | Truc | 4.4 CIRCUIT PROTECTION <=1000A
47404 | M6C PROGRAMMABLE CONTACTS FOR FIXED BREA | 17495500 | 15905000 | #REF! | Truc | 4.4 CIRCUIT PROTECTION <=1000A
47406 | ECO MODBUS COM MODULE FOR FIXED NW | 15215200 | 13832000 | #REF! | Truc | 4.4 CIRCUIT PROTECTION <=1000A
47430 | ADDITIONAL SDE CONTACT FOR DRAWOUT BREAK | 1501500 | 1365000 | #REF! | Truc | 4.4 CIRCUIT PROTECTION <=1000A
47431 | ADDITIONAL LOW-LEVEL SDE CONTACT FOR DRA | 2394700 | 2177000 | #REF! | Truc | 4.4 CIRCUIT PROTECTION <=1000A
47441 | XF 048/060 VAC/VDC FOR DRAWOUT BREAKER | 9771300 | 8883000 | #REF! | Truc | 4.4 CIRCUIT PROTECTION <=1000A
47442 | XF 100/130 VAC/VDC FOR DRAWOUT BREAKER | 9771300 | 8883000 | #REF! | Truc | 4.4 CIRCUIT PROTECTION <=1000A
47461 | GEAR MOTOR 048/060 VAC/VDC FOR DRAWOUT B | 26626600 | 24206000 | #REF! | Truc | 4.4 CIRCUIT PROTECTION <=1000A
47462 | motormechanism MCH 100 to 130 V DC | 26626600 | 24206000 | #REF! | Truc | 4.4 CIRCUIT PROTECTION <=1000A
47463 | GEAR MOTOR 200/250 VDC FOR DRAWOUT BREAK | 26626600 | 24206000 | #REF! | Truc | 4.4 CIRCUIT PROTECTION <=1000A
47465 | GEAR MOTOR 100/130 VAC FOR DRAWOUT BREAK | 26626600 | 24206000 | #REF! | Truc | 4.4 CIRCUIT PROTECTION <=1000A
47470 | motormechanism MCH 440 to 480 V AC | 26626600 | 24206000 | #REF! | Truc | 4.4 CIRCUIT PROTECTION <=1000A
47507 | VOLTAGE MEASUREMENT INPUT OPTION FOR DRA | 1688500 | 1535000 | #REF! | Truc | 4.4 CIRCUIT PROTECTION <=1000A
47515 | OFF POSITION LOCKING KIT FOR PROFALUX KE | 3401200 | 3092000 | #REF! | Truc | 4.4 CIRCUIT PROTECTION <=1000A
47519 | OFF POSITION LOCKING WITH 1 | 6798000 | 6180000 | #REF! | Truc | 4.4 CIRCUIT PROTECTION <=1000A
47521 | OFF POSITION LOCKING WITH 1 RONIS KEYLOC | 8597600 | 7816000 | #REF! | Truc | 4.4 CIRCUIT PROTECTION <=1000A
47889 | motormechanism MCH 48 V DC and AC | 26626600 | 24206000 | #REF! | Truc | 4.4 CIRCUIT PROTECTION <=1000A
47890 | Motormechanism MCH 100 to 125 V DC | 26626600 | 24206000 | #REF! | Truc | 4.4 CIRCUIT PROTECTION <=1000A
47891 | Motormechanism MCH 200 to 250 V DC | 26626600 | 24206000 | #REF! | Truc | 4.4 CIRCUIT PROTECTION <=1000A
47894 | motormechanism MCH 200 to 240 V AC | 26626600 | 24206000 | #REF! | Truc | 4.4 CIRCUIT PROTECTION <=1000A
47899 | CHASSIS 6WIRE AUX TERMIN. NW X10 | 5997200 | 5452000 | #REF! | Truc | 4.4 CIRCUIT PROTECTION <=1000A
47905 | FILERIE COM PLUS MICROS OF/SDE/PF | 2555300 | 2323000 | #REF! | Truc | 4.4 CIRCUIT PROTECTION <=1000A
47915 | CONTACT SDE NUM 2 | 880000 | 800000 | #REF! | Truc | 4.4 CIRCUIT PROTECTION <=1000A
47916 | CONTACT SDE NUM 2 BAS NIVEAU | 1233100 | 1121000 | #REF! | Truc | 4.4 CIRCUIT PROTECTION <=1000A
47970 | 3P HOR REAR CONN. KIT FOR MVS4000 | 17935500 | 16305000 | #REF! | Truc | 4.4 CIRCUIT PROTECTION <=1000A
48129 | TOP 3P FRONT CONNECTION FOR 2500/3200A F | 27110600 | 24646000 | #REF! | Truc | 4.4 CIRCUIT PROTECTION <=1000A
48133 | TOP 3P VERT. REAR CONN. FOR | 3803800 | 3458000 | #REF! | Truc | 4.4 CIRCUIT PROTECTION <=1000A
48135 | TOP 3P VERT. REAR CONN. FOR 4000A FIXED | 13047100 | 11861000 | #REF! | Truc | 4.4 CIRCUIT PROTECTION <=1000A
48140 | BOTTOM 3P VERT. REAR CONN. FOR 4000A FIX | 12309000 | 11190000 | #REF! | Truc | 4.4 CIRCUIT PROTECTION <=1000A
48144 | TOP 3P HORIZ. REAR CONN. FOR 3200A FIXED | 8350100 | 7591000 | #REF! | Truc | 4.4 CIRCUIT PROTECTION <=1000A
48145 | TOP 3P HORIZ. REAR CONN. FOR 4000A FIXED | 12309000 | 11190000 | #REF! | Truc | 4.4 CIRCUIT PROTECTION <=1000A
48148 | BOTTOM 3P HORIZ. REAR CONN. FOR 800/2500 | 2604800 | 2368000 | #REF! | Truc | 4.4 CIRCUIT PROTECTION <=1000A
48149 | BOTTOM 3P HORIZ. REAR CONN. FOR 2000A FI | 8350100 | 7591000 | #REF! | Truc | 4.4 CIRCUIT PROTECTION <=1000A
48158 | TOP 4P VERT. REAR CONN. FOR | 4192100 | 3811000 | #REF! | Truc | 4.4 CIRCUIT PROTECTION <=1000A
48160 | TOP 4P VERT. REAR CONN. FOR 4000A FIXED | 23655500 | 21505000 | #REF! | Truc | 4.4 CIRCUIT PROTECTION <=1000A
48163 | BOTTOM 4P VERT. REAR CONN. FOR 800/2500A | 4192100 | 3811000 | #REF! | Truc | 4.4 CIRCUIT PROTECTION <=1000A
48168 | HOR. CONNECTION TOP 800/2000A 4P | 4444000 | 4040000 | #REF! | Truc | 4.4 CIRCUIT PROTECTION <=1000A
48170 | TOP 4P HORIZ. REAR CONN. FOR 4000A FIXED | 17662700 | 16057000 | #REF! | Truc | 4.4 CIRCUIT PROTECTION <=1000A
48173 | HOR. CONNECTION BOTTOM 800/2000A 4P | 3680600 | 3346000 | #REF! | Truc | 4.4 CIRCUIT PROTECTION <=1000A
48188 | MODBUS COM MODULE FOR FIXED BREAKER | 23903000 | 21730000 | #REF! | Truc | 4.4 CIRCUIT PROTECTION <=1000A
48201 | 1 LOW-LEVEL SDE CONTACT FOR FIXED BREAKE | 2472800 | 2248000 | #REF! | Truc | 4.4 CIRCUIT PROTECTION <=1000A
48208 | GEAR MOTOR 100/130 VDC FOR FIXED BREAKER | 26626600 | 24206000 | #REF! | Truc | 4.4 CIRCUIT PROTECTION <=1000A
48211 | motormechanism MCH 100 to 130 V AC | 26626600 | 24206000 | #REF! | Truc | 4.4 CIRCUIT PROTECTION <=1000A
48366 | MICROLOGIC 5.0 H FOR DRAWOUT | 73065300 | 66423000 | #REF! | Truc | Do not sell in loose component. Added value
48367 | MICROLOGIC 6.0 H FOR DRAWOUT | 74280800 | 67528000 | #REF! | Truc | Do not sell in loose component. Added value
48368 | MICROLOGIC 7.0 H FOR DRAWOUT BREAKER | 91641000 | 83310000 | #REF! | Truc | Do not sell in loose component. Added value
48382 | M2C PROGR CONTACT DRAWOUT BR | 3452900 | 3139000 | #REF! | Truc | 4.4 CIRCUIT PROTECTION <=1000A
48384 | MODBUS COM MODULE FOR DRAWOUT BREAKER | 23490500 | 21355000 | #REF! | Truc | 4.4 CIRCUIT PROTECTION <=1000A
48385 | ECO MODBUS COM MODULE FOR DRAWOUT BREAKE | 15990700 | 14537000 | #REF! | Truc | 4.4 CIRCUIT PROTECTION <=1000A
48413 | TOP 3P FRONT CONNECTION FOR 2000A CHASSI | 21233300 | 19303000 | #REF! | Truc | 4.4 CIRCUIT PROTECTION <=1000A
48433 | CHASSIS EARTHING KIT 3P | 82176600 | 74706000 | #REF! | Truc | 4.4 CIRCUIT PROTECTION <=1000A
48449 | XF COM 024/030 VAC/VDC FOR DRAWOUT BREAK | 9771300 | 8883000 | #REF! | Truc | 4.4 CIRCUIT PROTECTION <=1000A
48451 | closing coil with communication XF com | 9771300 | 8883000 | #REF! | Truc | 4.4 CIRCUIT PROTECTION <=1000A
48452 | XF COM 200/250 VAC/VDC FOR DRAWOUT BREAK | 9771300 | 8883000 | #REF! | Truc | 4.4 CIRCUIT PROTECTION <=1000A
48457 | MX COM 012 VDC FOR DRAWOUT BREAKER | 9771300 | 8883000 | #REF! | Truc | 4.4 CIRCUIT PROTECTION <=1000A
48458 | MX COM 024/030 VAC/VDC DRAWOUT BREAKER | 9771300 | 8883000 | #REF! | Truc | 4.4 CIRCUIT PROTECTION <=1000A
48460 | voltage release MX com 100 to 130 V DC | 9771300 | 8883000 | #REF! | Truc | 4.4 CIRCUIT PROTECTION <=1000A
48461 | MX COM 200/250 VAC/VDC FOR DRAWOUT BREAK | 9771300 | 8883000 | #REF! | Truc | 4.4 CIRCUIT PROTECTION <=1000A
48475 | 1 STANDARD SDE CONTACT FOR DRAWOUT BREAK | 1492700 | 1357000 | #REF! | Truc | 4.4 CIRCUIT PROTECTION <=1000A
48476 | 1 LOW-LEVEL SDE CONTACT FOR DRAWOUT BREA | 2757700 | 2507000 | #REF! | Truc | 4.4 CIRCUIT PROTECTION <=1000A
48477 | 1 CONTACT EF POUR APP. DEBRO (FERME/EMBR | 1657700 | 1507000 | #REF! | Truc | 4.4 CIRCUIT PROTECTION <=1000A
48478 | 1 LOW-LEVEL EF CONTACT FOR D/O BREAKER ( | 2757700 | 2507000 | #REF! | Truc | 4.4 CIRCUIT PROTECTION <=1000A
48482 | XF 048/060 VAC/VDC FOR DRAWOUT | 9771300 | 8883000 | #REF! | Truc | 4.4 CIRCUIT PROTECTION <=1000A
48483 | XF 100/130 VAC/VDC FOR DRAWOUT BREAKER | 9771300 | 8883000 | #REF! | Truc | 4.4 CIRCUIT PROTECTION <=1000A
48492 | MX 048/060 VAC/VDC FOR DRAWOUT | 9771300 | 8883000 | #REF! | Truc | 4.4 CIRCUIT PROTECTION <=1000A
48493 | MX 100/130 VAC/VDC FOR DRAWOUT BREAKER | 9771300 | 8883000 | #REF! | Truc | 4.4 CIRCUIT PROTECTION <=1000A
48503 | MN 100/130 VAC/VDC FOR DRAWOUT | 9771300 | 8883000 | #REF! | Truc | 4.4 CIRCUIT PROTECTION <=1000A
48510 | 2ND MX 012 VDC FOR DRAWOUT BREAKER | 9771300 | 8883000 | #REF! | Truc | 4.4 CIRCUIT PROTECTION <=1000A
48513 | 2ND MX 100/130 VAC/VDC DRAWOUT BREAKER | 9771300 | 8883000 | #REF! | Truc | 4.4 CIRCUIT PROTECTION <=1000A
48522 | GEAR MOTOR 048/060 VDC/VAC FOR | 26626600 | 24206000 | #REF! | Truc | 4.4 CIRCUIT PROTECTION <=1000A
48523 | GEAR MOTOR 100/130 VDC FOR DRAWOUT BREAK | 26626600 | 24206000 | #REF! | Truc | 4.4 CIRCUIT PROTECTION <=1000A
48524 | GEAR MOTOR 200/250 VDC FOR DRAWOUT BREAK | 26626600 | 24206000 | #REF! | Truc | 4.4 CIRCUIT PROTECTION <=1000A
48526 | GEAR MOTOR 100/130 VAC FOR DRAWOUT BREAK | 26626600 | 24206000 | #REF! | Truc | 4.4 CIRCUIT PROTECTION <=1000A
48533 | VOLTAGE MEASUREMENT INPUT OPTION FOR DRA | 3952300 | 3593000 | #REF! | Truc | 4.4 CIRCUIT PROTECTION <=1000A
48535 | COMPTEUR DE MANOEUVRES AFFICHAGE MÉCANIQ | 4758600 | 4326000 | #REF! | Truc | 4.4 CIRCUIT PROTECTION <=1000A
48536 | PUSHBUTTON PADLOCKING DEVICE | 2052600 | 1866000 | #REF! | Truc | 4.4 CIRCUIT PROTECTION <=1000A
48539 | OFF POSITION PADLOCKING | 1170400 | 1064000 | #REF! | Truc | 4.4 CIRCUIT PROTECTION <=1000A
48541 | PROFALUX/RONIS OFF POSITION LOCKING KIT | 1961300 | 1783000 | #REF! | Truc | 4.4 CIRCUIT PROTECTION <=1000A
48543 | CASTELL OFF POSITION LOCKING | 5652900 | 5139000 | #REF! | Truc | 4.4 CIRCUIT PROTECTION <=1000A
48545 | PROFALUX OFF POSITION LOCKING 1 KEYLOCK | 4942300 | 4493000 | #REF! | Truc | 4.4 CIRCUIT PROTECTION <=1000A
48547 | PROFALUX OFF POS. LOCKING 2 DIFF. LOCKS | 9511700 | 8647000 | #REF! | Truc | 4.4 CIRCUIT PROTECTION <=1000A
48549 | RONIS OFF POSITION LOCKING 1 KEYLOCK | 8047600 | 7316000 | #REF! | Truc | 4.4 CIRCUIT PROTECTION <=1000A
48564 | PROFALUX/RONIS DISCON. POSITION LOCKING | 442200 | 402000 | #REF! | Truc | 4.4 CIRCUIT PROTECTION <=1000A
48570 | PROFALUX DISC. POSITION LOCKING WITH 2 K | 5751900 | 5229000 | #REF! | Truc | 4.4 CIRCUIT PROTECTION <=1000A
48572 | RONIS DISCONNECTED POSITION LOCKING WITH | 4158000 | 3780000 | #REF! | Truc | 4.4 CIRCUIT PROTECTION <=1000A
48574 | RONIS DISC. POSITION LOCKING WITH 2 KEYL | 5868500 | 5335000 | #REF! | Truc | 4.4 CIRCUIT PROTECTION <=1000A
48585 | RACKING INTERLOCK BETWEEN CRANK | 1427800 | 1298000 | #REF! | Truc | 4.4 CIRCUIT PROTECTION <=1000A
48592 | SHUTTER POSITION INDICATION AND LOCKING | 67277100 | 61161000 | #REF! | Truc | 4.4 CIRCUIT PROTECTION <=1000A
48595 | AUXILIARY TERMINAL SHIELD FOR NW800/4000 | 521400 | 474000 | #REF! | Truc | 4.4 CIRCUIT PROTECTION <=1000A
48596 | AUXILIARY TERMINAL SHIELD FOR NW800/4000 | 634700 | 577000 | #REF! | Truc | 4.4 CIRCUIT PROTECTION <=1000A
48599 | 3 INTERPHASE BARRIERS FOR FIXED BREAKER | 11146300 | 10133000 | #REF! | Truc | 4.4 CIRCUIT PROTECTION <=1000A
48600 | 3 ECRANS D ISOLEMENT ENTRE PHASE DEBRO | 7040000 | 6400000 | #REF! | Truc | 4.4 CIRCUIT PROTECTION <=1000A
49609 | AUXILIARY CONTACT 1NO FOR 63 AND160A SWI | 863500 | 785000 | #REF! | Truc | 4.4 CIRCUIT PROTECTION <=1000A
49620 | EXT BLACK HANDLE 145MM FOR INF 250/800A | 1960200 | 1782000 | #REF! | Truc | 4.4 CIRCUIT PROTECTION <=1000A
49655 | BARE CABLE CONNEC. 2X120 TO 300 MM2 AL/C | 7650500 | 6955000 | #REF! | Truc | 4.4 CIRCUIT PROTECTION <=1000A
50420 | OPEN TOROID FOR RESIDUAL CURRENT PROTECT | 21491800 | 19538000 | #REF! | Truc | 4.4 CIRCUIT PROTECTION <=1000A
50421 | Open Toroid for residual current protect | 32147500 | 29225000 | #REF! | Truc | 4.4 CIRCUIT PROTECTION <=1000A
50437 | CLOSED TOROID TA30 DIA. 30MM | 4325200 | 3932000 | #REF! | Truc | 4.4 CIRCUIT PROTECTION <=1000A
50438 | CLOSED TOROID PA50 DIA. 50MM | 5506600 | 5006000 | #REF! | Truc | 4.4 CIRCUIT PROTECTION <=1000A
50439 | CLOSED TOROID IA80 DIA.80MM | 5736500 | 5215000 | #REF! | Truc | 4.4 CIRCUIT PROTECTION <=1000A
50440 | CLOSED TOROID MA120 DIA. 120MM | 7062000 | 6420000 | #REF! | Truc | 4.4 CIRCUIT PROTECTION <=1000A
50441 | CLOSED TOROID SA200 DIA. 200MM | 11139700 | 10127000 | #REF! | Truc | 4.4 CIRCUIT PROTECTION <=1000A
50442 | CLOSED TO ROID FOR RESIDUAL CURRENT PROT | 24663100 | 22421000 | #REF! | Truc | 4.4 CIRCUIT PROTECTION <=1000A
50961 | RS485 MODBUS CABLE AND POWER (3M ) | 5009400 | 4554000 | #REF! | Truc | 4.4 CIRCUIT PROTECTION <=1000A
54440 | CIRCUIT BREAKER EXT POWER SUPPLY 24/30VD | 7999200 | 7272000 | #REF! | Truc | 4.4 CIRCUIT PROTECTION <=1000A
54444 | CIRCUIT BREAK EXT POWER SUPL 200 240 VAC | 8558000 | 7780000 | #REF! | Truc | 4.4 CIRCUIT PROTECTION <=1000A
54445 | CIRCUIT BREAK EXT POWER SUPL 380 415 VAC | 8846200 | 8042000 | #REF! | Truc | 4.4 CIRCUIT PROTECTION <=1000A
54446 | CIRCUIT BREAKER 24V BATTERY | 15789400 | 14354000 | #REF! | Truc | 4.4 CIRCUIT PROTECTION <=1000A
56005 | BASE RH..M 220/240VAC 50/60/400HZ | 6531800 | 5938000 | #REF! | Truc | 4.4 CIRCUIT PROTECTION <=1000A
56032 | ETIQUETTE FACE AVANT RH99M | 133100 | 121000 | #REF! | Truc | 4.4 CIRCUIT PROTECTION <=1000A
56053 | Cadre Vigirex 280x115 mm | 116234800 | 105668000 | #REF! | Truc | 4.4 CIRCUIT PROTECTION <=1000A
56054 | Cadre Vigirex 470x160 mm | 151045400 | 137314000 | #REF! | Truc | 4.4 CIRCUIT PROTECTION <=1000A
56055 | IRON SCREEN FOR TA30 TOROID | 1324400 | 1204000 | #REF! | Truc | 4.4 CIRCUIT PROTECTION <=1000A
56056 | IRON SCREEN FOR PA50 TOROID | 1424500 | 1295000 | #REF! | Truc | 4.4 CIRCUIT PROTECTION <=1000A
56057 | BLINDAGE POUR TORE IA80 | 1200100 | 1091000 | #REF! | Truc | 4.4 CIRCUIT PROTECTION <=1000A
56058 | BLINDAGE POUR TORE MA120 | 1468500 | 1335000 | #REF! | Truc | 4.4 CIRCUIT PROTECTION <=1000A
56100 | EARTHLEAKAGE RELAY RH10M 30 MA 24 V | 8584400 | 7804000 | #REF! | Truc | 4.4 CIRCUIT PROTECTION <=1000A
56120 | EARTHLEAKAGE RELAY RH10M 30 MA 130 V | 5889400 | 5354000 | #REF! | Truc | 4.4 CIRCUIT PROTECTION <=1000A
56125 | RH10M 110/130V AC 50/60 HZ SEUIL 0.03 A | 6062100 | 5511000 | #REF! | Truc | 4.4 CIRCUIT PROTECTION <=1000A
56130 | RH10M 220/240V AC 50/60/400 HZ SEUIL 0.0 | 5476900 | 4979000 | #REF! | Truc | 4.4 CIRCUIT PROTECTION <=1000A
56133 | RH10M 220/240V AC 50/60/400 HZ SEUIL 0.1 | 5467000 | 4970000 | #REF! | Truc | 4.4 CIRCUIT PROTECTION <=1000A
56135 | RH10M 220/240V AC 50/60/400 HZ SEUIL 0.3 | 5467000 | 4970000 | #REF! | Truc | 4.4 CIRCUIT PROTECTION <=1000A
56137 | VIGIREX RH10M 220-240VAC | 8417200 | 7652000 | #REF! | Truc | 4.4 CIRCUIT PROTECTION <=1000A
56145 | RH10M 380/415V AC 50/60HZ SEUIL 0.3 A IN | 5866300 | 5333000 | #REF! | Truc | 4.4 CIRCUIT PROTECTION <=1000A
56147 | EARTHLEAKAGE RELAY RH10M 1 A 415 V | 8333600 | 7576000 | #REF! | Truc | 4.4 CIRCUIT PROTECTION <=1000A
56160 | RH21M 12/48V DC - 12/24 V AC 50/60HZ A A | 6053300 | 5503000 | #REF! | Truc | 4.4 CIRCUIT PROTECTION <=1000A
56161 | RH21M 48V AC - 50/60HZ A ACCROCHAGE | 6624200 | 6022000 | #REF! | Truc | 4.4 CIRCUIT PROTECTION <=1000A
56163 | RH21M 220/240V AC 50/60/400HZ A ACCROCHA | 5738700 | 5217000 | #REF! | Truc | 4.4 CIRCUIT PROTECTION <=1000A
56164 | RH21M 380/415V AC 50/60HZ A ACCROCHAGE | 5964200 | 5422000 | #REF! | Truc | 4.4 CIRCUIT PROTECTION <=1000A
56168 | EARTHLEAKAGE RELAY RH68M 220/240V CA 50/ | 8632800 | 7848000 | #REF! | Truc | 4.4 CIRCUIT PROTECTION <=1000A
56171 | RH99M 48V AC 50/60HZ A ACCROCHAGE | 6546100 | 5951000 | #REF! | Truc | 4.4 CIRCUIT PROTECTION <=1000A
56172 | RH99M 110/130V AC 50/60HZ E07-05-03 | 8380900 | 7619000 | #REF! | Truc | 4.4 CIRCUIT PROTECTION <=1000A
56173 | RH99M 220/240V AC 50/60/400 HZ A ACCROCH | 5567100 | 5061000 | #REF! | Truc | 4.4 CIRCUIT PROTECTION <=1000A
56174 | RH99M 380/415V AC 50/60HZ A ACCROCHAGE | 6531800 | 5938000 | #REF! | Truc | 4.4 CIRCUIT PROTECTION <=1000A
56175 | RH99M 440/525V AC 50/60HZ A ACCROCHAGE | 6660500 | 6055000 | #REF! | Truc | 4.4 CIRCUIT PROTECTION <=1000A
56190 | RH99M 12/48V DC - 12/24V AC 50/60HZ SANS | 5580300 | 5073000 | #REF! | Truc | 4.4 CIRCUIT PROTECTION <=1000A
56193 | RH99M 220/240V AC 50/60/400HZ SANS ACCRO | 6956400 | 6324000 | #REF! | Truc | 4.4 CIRCUIT PROTECTION <=1000A
56194 | RH99M 380/415V AC 50/60HZ SANS ACCROCHAG | 5946600 | 5406000 | #REF! | Truc | 4.4 CIRCUIT PROTECTION <=1000A
56230 | RH10P 220/240V AC 50/60/400HZ SEUIL 0.03 | 6279900 | 5709000 | #REF! | Truc | 4.4 CIRCUIT PROTECTION <=1000A
56231 | RH10P 220/240V AC 50/60/400HZ SEUIL 0.05 | 6279900 | 5709000 | #REF! | Truc | 4.4 CIRCUIT PROTECTION <=1000A
56235 | VIGIREX RH10P 220VAC/240VAC INST. 0,3A | 6688000 | 6080000 | #REF! | Truc | 4.4 CIRCUIT PROTECTION <=1000A
56250 | RH10P 440/525V AC 50/60HZ SEUIL 0.03A IN | 10480800 | 9528000 | #REF! | Truc | 4.4 CIRCUIT PROTECTION <=1000A
56263 | RH21P 220/240V AC 50/60HZ A ACCROCHAGE | 6330500 | 5755000 | #REF! | Truc | 4.4 CIRCUIT PROTECTION <=1000A
56270 | RH99P 12/48V DC 12/24V AC 50/60HZ A ACCR | 10606200 | 9642000 | #REF! | Truc | 4.4 CIRCUIT PROTECTION <=1000A
56271 | RH99P 48V AC 50/60HZ A ACCROCHAGE | 7151100 | 6501000 | #REF! | Truc | 4.4 CIRCUIT PROTECTION <=1000A
56272 | RH99P 110/130V AC 50/60HZ A ACCROCHAGE | 6600000 | 6000000 | #REF! | Truc | 4.4 CIRCUIT PROTECTION <=1000A
56273 | RH99P 220/240V AC 50/60/400HZ A ACCROCHA | 6359100 | 5781000 | #REF! | Truc | 4.4 CIRCUIT PROTECTION <=1000A
56274 | RH99P 380/415V AC 50/60HZ A ACCROCHAGE | 6640700 | 6037000 | #REF! | Truc | 4.4 CIRCUIT PROTECTION <=1000A
56293 | EARTHLEAKAGE RELAY RH99P WITH AU TO MATI | 7683500 | 6985000 | #REF! | Truc | 4.4 CIRCUIT PROTECTION <=1000A
56392 | GROUND FAULT RELAY RH99M AUTO RESET 120V | 7219300 | 6563000 | #REF! | Truc | 4.4 CIRCUIT PROTECTION <=1000A
56455 | RELAIS DIFFÉRENTIEL RH10P 440/525V CA 50 | 8717500 | 7925000 | #REF! | Truc | 4.4 CIRCUIT PROTECTION <=1000A
56500 | RH86M 220-240V 50/60HZ WITH LACTCHED REL | 7463500 | 6785000 | #REF! | Truc | 4.4 CIRCUIT PROTECTION <=1000A
56505 | RH197P 24 À 130V CC ET 48V CA | 9595300 | 8723000 | #REF! | Truc | 4.4 CIRCUIT PROTECTION <=1000A
56507 | VIGIREX RH197P 220 TO 240V AC | 9232300 | 8393000 | #REF! | Truc | 4.4 CIRCUIT PROTECTION <=1000A
56508 | VIGIREX RH197P 380 À 415V CA | 9232300 | 8393000 | #REF! | Truc | 4.4 CIRCUIT PROTECTION <=1000A
56510 | RH197P 24 À 130V CC ET 48V CA SEUIL D#AL | 9225700 | 8387000 | #REF! | Truc | 4.4 CIRCUIT PROTECTION <=1000A
56512 | RH197P 220/240VAC ALARM AT 100 OF FAULT | 9977000 | 9070000 | #REF! | Truc | 4.4 CIRCUIT PROTECTION <=1000A
56515 | RESID. CURRENT RELAY RH197 M 24 130VCC 4 | 11697400 | 10634000 | #REF! | Truc | 4.4 CIRCUIT PROTECTION <=1000A
56517 | RESID. CURRENT RELAY RH197 M 230V | 11697400 | 10634000 | #REF! | Truc | 4.4 CIRCUIT PROTECTION <=1000A
56518 | RESID. CURRENT RELAY RH197 M 380V 415VCA | 12878800 | 11708000 | #REF! | Truc | 4.4 CIRCUIT PROTECTION <=1000A
64925 | PROFALUX/RONIS OFF POSITION LOCKING | 1200100 | 1091000 | #REF! | Truc | 4.4 CIRCUIT PROTECTION <=1000A
64927 | CASTELL OFF POSITION LOCKING KIT(W/O | 4107400 | 3734000 | #REF! | Truc | 4.4 CIRCUIT PROTECTION <=1000A
64934 | PROFALUX DISCONNECTED POSITION LOCKING | 3432000 | 3120000 | #REF! | Truc | 4.4 CIRCUIT PROTECTION <=1000A
64937 | RONIS DISCONNECTED POSITION LOCKING | 2481600 | 2256000 | #REF! | Truc | 4.4 CIRCUIT PROTECTION <=1000A
AB3RV162U | TERMINAL BLOCK | 495000 | 450000 | #REF! | Truc | 3.1 TESYS D CONTROL & PROTECTION, TERMINAL BLOCKS, THERMAL MANGEMENT
AF1EA4 | SLIDING NUT | 9900 | 9000 | #REF! | Truc | 3.1 TESYS D CONTROL & PROTECTION, TERMINAL BLOCKS, THERMAL MANGEMENT
AK2CA3 | COVER FOR CABLE CLIP | 146300 | 133000 | #REF! | Truc | 3.1 TESYS D CONTROL & PROTECTION, TERMINAL BLOCKS, THERMAL MANGEMENT
AK2CA6 | COVER FOR CABLE CLIP | 269500 | 245000 | #REF! | Truc | 3.1 TESYS D CONTROL & PROTECTION, TERMINAL BLOCKS, THERMAL MANGEMENT
AK2CD25 | COVER FOR CABLE DUCT DIN | 156200 | 142000 | #REF! | Truc | 3.1 TESYS D CONTROL & PROTECTION, TERMINAL BLOCKS, THERMAL MANGEMENT
AK2CD37 | COVER FOR CABLE DUCT DIN | 182600 | 166000 | #REF! | Truc | 3.1 TESYS D CONTROL & PROTECTION, TERMINAL BLOCKS, THERMAL MANGEMENT
AK2LA39 | CABLE CLIP | 34100 | 31000 | #REF! | Truc | 3.1 TESYS D CONTROL & PROTECTION, TERMINAL BLOCKS, THERMAL MANGEMENT
AK5JB1410 | BUS BAR TRI 160A LG1096MM | 18511900 | 16829000 | #REF! | Truc | 3.1 TESYS D CONTROL & PROTECTION, TERMINAL BLOCKS, THERMAL MANGEMENT
AK5JB143 | BUSBAR TETRA 160A LG 344M | 3578300 | 3253000 | #REF! | Truc | 3.1 TESYS D CONTROL & PROTECTION, TERMINAL BLOCKS, THERMAL MANGEMENT
AK5JB144 | BUSBAR TETRA 160A LG 452 | 6131400 | 5574000 | #REF! | Truc | 3.1 TESYS D CONTROL & PROTECTION, TERMINAL BLOCKS, THERMAL MANGEMENT
AK5JB149 | BUS BAR TRI+N 160ALG988MM | 10307000 | 9370000 | #REF! | Truc | 3.1 TESYS D CONTROL & PROTECTION, TERMINAL BLOCKS, THERMAL MANGEMENT
AK5PC12 | PLUG BI 16A FIL LG 200 | 513700 | 467000 | #REF! | Truc | 3.1 TESYS D CONTROL & PROTECTION, TERMINAL BLOCKS, THERMAL MANGEMENT
AK5PC13 | PLUG TRI 16A FIL LG 200 | 628100 | 571000 | #REF! | Truc | 3.1 TESYS D CONTROL & PROTECTION, TERMINAL BLOCKS, THERMAL MANGEMENT
AK5PC14 | PLUG TRI N 16A FIL LG200M | 595100 | 541000 | #REF! | Truc | 3.1 TESYS D CONTROL & PROTECTION, TERMINAL BLOCKS, THERMAL MANGEMENT
AK5PC32L | PLUG BI 32A FIL LG 1000MM | 1025200 | 932000 | #REF! | Truc | 3.1 TESYS D CONTROL & PROTECTION, TERMINAL BLOCKS, THERMAL MANGEMENT
AK5PC33 | PLUG BI 32A FIL LG 250MM | 583000 | 530000 | #REF! | Truc | 3.1 TESYS D CONTROL & PROTECTION, TERMINAL BLOCKS, THERMAL MANGEMENT
AK5PC34L | PLUG TRI N 32A FIL LG1000 | 1499300 | 1363000 | #REF! | Truc | 3.1 TESYS D CONTROL & PROTECTION, TERMINAL BLOCKS, THERMAL MANGEMENT
ASILUFC51 | ASI COMMS MODULE V2 A/B | 8144400 | 7404000 | #REF! | Truc | 3.1 TESYS D CONTROL & PROTECTION, TERMINAL BLOCKS, THERMAL MANGEMENT
AT2PA5 | CRIMPING TOOL (RATCHET) FOR WIRES O.25 | 17601100 | 16001000 | #REF! | Truc | 3.1 TESYS D CONTROL & PROTECTION, TERMINAL BLOCKS, THERMAL MANGEMENT
AZ5CE025 | CABLE END INSULATED, 2,5MMï¿½, MEDIUM SIZE | 4400 | 4000 | #REF! | Truc | 3.1 TESYS D CONTROL & PROTECTION, TERMINAL BLOCKS, THERMAL MANGEMENT
AZ5CE025D | CABLE END INSULATED, 2,5MMï¿½, MEDIUM SIZE | 4400 | 4000 | #REF! | Truc | 3.1 TESYS D CONTROL & PROTECTION, TERMINAL BLOCKS, THERMAL MANGEMENT
AZ5DE005 | CABLE END TWIN INSULATED, 2X0,5MM__, MEDI | 4400 | 4000 | #REF! | Truc | 3.1 TESYS D CONTROL & PROTECTION, TERMINAL BLOCKS, THERMAL MANGEMENT
CA2KN223B7 | RELAY SPRING TERMINALS | 1107700 | 1007000 | #REF! | Truc | 3.1 TESYS D CONTROL & PROTECTION, TERMINAL BLOCKS, THERMAL MANGEMENT
CA2KN22B72 | ELECTROMAGNETIC RELAY | 954800 | 868000 | #REF! | Truc | 3.1 TESYS D CONTROL & PROTECTION, TERMINAL BLOCKS, THERMAL MANGEMENT
CA2KN22D7 | ELECTROMAGNETIC RELAY | 675400 | 614000 | #REF! | Truc | 3.1 TESYS D CONTROL & PROTECTION, TERMINAL BLOCKS, THERMAL MANGEMENT
CA2KN22FC7 | ELECTROMAGNETIC RELAY | 1085700 | 987000 | #REF! | Truc | 3.1 TESYS D CONTROL & PROTECTION, TERMINAL BLOCKS, THERMAL MANGEMENT
CA2KN22N7 | K CONTROL RELAY 2NO 2NC 415V AC COIL | 655600 | 596000 | #REF! | Truc | 3.1 TESYS D CONTROL & PROTECTION, TERMINAL BLOCKS, THERMAL MANGEMENT
CA2KN316K7 | RELAY | 1472900 | 1339000 | #REF! | Truc | 3.1 TESYS D CONTROL & PROTECTION, TERMINAL BLOCKS, THERMAL MANGEMENT
CA2KN31D7 | ELECTROMAGNETIC RELAY | 1291400 | 1174000 | #REF! | Truc | 3.1 TESYS D CONTROL & PROTECTION, TERMINAL BLOCKS, THERMAL MANGEMENT
CA2KN31P72 | ELECTROMAGNETIC RELAY | 993300 | 903000 | #REF! | Truc | 3.1 TESYS D CONTROL & PROTECTION, TERMINAL BLOCKS, THERMAL MANGEMENT
CA2KN40U7 | K CONTROL RELAY 4NO 240V AC COIL | 756800 | 688000 | #REF! | Truc | 3.1 TESYS D CONTROL & PROTECTION, TERMINAL BLOCKS, THERMAL MANGEMENT
CA2SK11E7 | RELAY | 1014200 | 922000 | #REF! | Truc | 3.1 TESYS D CONTROL & PROTECTION, TERMINAL BLOCKS, THERMAL MANGEMENT
CA2SK20E7 | RELAY | 1469600 | 1336000 | #REF! | Truc | 3.1 TESYS D CONTROL & PROTECTION, TERMINAL BLOCKS, THERMAL MANGEMENT
CA2SK20G7 | RELAY | 1469600 | 1336000 | #REF! | Truc | 3.1 TESYS D CONTROL & PROTECTION, TERMINAL BLOCKS, THERMAL MANGEMENT
CA2SK20M7 | RELAY | 1469600 | 1336000 | #REF! | Truc | 3.1 TESYS D CONTROL & PROTECTION, TERMINAL BLOCKS, THERMAL MANGEMENT
CA3KN22GD | K CONTROL RELAY 2NO 2NC 125VDC COIL | 884400 | 804000 | #REF! | Truc | 3.1 TESYS D CONTROL & PROTECTION, TERMINAL BLOCKS, THERMAL MANGEMENT
CA3KN31BD3 | ELECTROMAGNETIC RELAY | 884400 | 804000 | #REF! | Truc | 3.1 TESYS D CONTROL & PROTECTION, TERMINAL BLOCKS, THERMAL MANGEMENT
CA3KN31GD | K CONTROL RELAY 3NO 1NC 125VDC COIL | 859100 | 781000 | #REF! | Truc | 3.1 TESYS D CONTROL & PROTECTION, TERMINAL BLOCKS, THERMAL MANGEMENT
CA3KN403BD3 | RELAY SPRING TERMINALS | 1358500 | 1235000 | #REF! | Truc | 3.1 TESYS D CONTROL & PROTECTION, TERMINAL BLOCKS, THERMAL MANGEMENT
CA3KN40BD3 | ELECTROMAGNETIC RELAY | 1285900 | 1169000 | #REF! | Truc | 3.1 TESYS D CONTROL & PROTECTION, TERMINAL BLOCKS, THERMAL MANGEMENT
CA3KN40MD3 | ELECTROMAGNETIC RELAY | 1285900 | 1169000 | #REF! | Truc | 3.1 TESYS D CONTROL & PROTECTION, TERMINAL BLOCKS, THERMAL MANGEMENT
CA4KN313BW3 | RELAYS SPRING TERMINALS | 1346400 | 1224000 | #REF! | Truc | 3.1 TESYS D CONTROL & PROTECTION, TERMINAL BLOCKS, THERMAL MANGEMENT
CA4KN403BW3 | RELAYS SPRING TERMINALS | 1358500 | 1235000 | #REF! | Truc | 3.1 TESYS D CONTROL & PROTECTION, TERMINAL BLOCKS, THERMAL MANGEMENT
CAD323BD | AUXILIARY CONTACTOR | 1714900 | 1559000 | #REF! | Truc | 3.1 TESYS D CONTROL & PROTECTION, TERMINAL BLOCKS, THERMAL MANGEMENT
CAD323BL | AUXILIARY CONTACTOR | 1714900 | 1559000 | #REF! | Truc | 3.1 TESYS D CONTROL & PROTECTION, TERMINAL BLOCKS, THERMAL MANGEMENT
CAD323E7 | AUXILIARY CONTACTOR | 1225400 | 1114000 | #REF! | Truc | 3.1 TESYS D CONTROL & PROTECTION, TERMINAL BLOCKS, THERMAL MANGEMENT
CAD323ED | AUXILIARY CONTACTOR | 1714900 | 1559000 | #REF! | Truc | 3.1 TESYS D CONTROL & PROTECTION, TERMINAL BLOCKS, THERMAL MANGEMENT
CAD323F7 | AUXILIARY CONTACTOR | 1183600 | 1076000 | #REF! | Truc | 3.1 TESYS D CONTROL & PROTECTION, TERMINAL BLOCKS, THERMAL MANGEMENT
CAD323FE7 | AUXILIARY CONTACTOR | 1183600 | 1076000 | #REF! | Truc | 3.1 TESYS D CONTROL & PROTECTION, TERMINAL BLOCKS, THERMAL MANGEMENT
CAD326BD | AUXILIARY CONTACTOR | 2043800 | 1858000 | #REF! | Truc | 3.1 TESYS D CONTROL & PROTECTION, TERMINAL BLOCKS, THERMAL MANGEMENT
CAD326F7 | AUXILIARY CONTACTOR | 1048300 | 953000 | #REF! | Truc | 3.1 TESYS D CONTROL & PROTECTION, TERMINAL BLOCKS, THERMAL MANGEMENT
CAD326FD | AUXILIARY CONTACTOR | 1400300 | 1273000 | #REF! | Truc | 3.1 TESYS D CONTROL & PROTECTION, TERMINAL BLOCKS, THERMAL MANGEMENT
CAD326M7 | AUXILIARY CONTACTOR | 1048300 | 953000 | #REF! | Truc | 3.1 TESYS D CONTROL & PROTECTION, TERMINAL BLOCKS, THERMAL MANGEMENT
CAD326MD | AUXILIARY CONTACTOR | 1549900 | 1409000 | #REF! | Truc | 3.1 TESYS D CONTROL & PROTECTION, TERMINAL BLOCKS, THERMAL MANGEMENT
CAD326P7 | AUXILIARY CONTACTOR | 916300 | 833000 | #REF! | Truc | 3.1 TESYS D CONTROL & PROTECTION, TERMINAL BLOCKS, THERMAL MANGEMENT
CAD32CD | AUXILIARY CONTACTOR | 1732500 | 1575000 | #REF! | Truc | 3.1 TESYS D CONTROL & PROTECTION, TERMINAL BLOCKS, THERMAL MANGEMENT
CAD506M7 | AUXILIARY CONTACTOR | 1741300 | 1583000 | #REF! | Truc | 3.1 TESYS D CONTROL & PROTECTION, TERMINAL BLOCKS, THERMAL MANGEMENT
CAD506MD | AUXILIARY CONTACTOR | 1732500 | 1575000 | #REF! | Truc | 3.1 TESYS D CONTROL & PROTECTION, TERMINAL BLOCKS, THERMAL MANGEMENT
CR1F185F7 | BISTABLE CONTACTOR CR1F 3P AC3 440V 18 | 22116600 | 20106000 | #REF! | Truc | 3.1 TESYS D CONTROL & PROTECTION, TERMINAL BLOCKS, THERMAL MANGEMENT
CR1F185M7 | LATCH CONTACTOR 150A AC3/250A AC1 220VAC | 22116600 | 20106000 | #REF! | Truc | 3.1 TESYS D CONTROL & PROTECTION, TERMINAL BLOCKS, THERMAL MANGEMENT
CR1F2654N7 | BISTABLE CONTAC TO R CR1F 4P AC1 440V 35 | 31257600 | 28416000 | #REF! | Truc | 3.1 TESYS D CONTROL & PROTECTION, TERMINAL BLOCKS, THERMAL MANGEMENT
CR1F265M7 | LATCH CONTACTOR 265A AC3/350A AC1 220VAC | 27758500 | 25235000 | #REF! | Truc | 3.1 TESYS D CONTROL & PROTECTION, TERMINAL BLOCKS, THERMAL MANGEMENT
CR1F400M7 | CONTACTOR | 39914600 | 36286000 | #REF! | Truc | 3.1 TESYS D CONTROL & PROTECTION, TERMINAL BLOCKS, THERMAL MANGEMENT
DA1TS060 | PTC SURFACE SENSOR 60C | 751300 | 683000 | #REF! | Truc | 3.1 TESYS D CONTROL & PROTECTION, TERMINAL BLOCKS, THERMAL MANGEMENT
DA1TT090 | PTC TRIPLE SENSOR 90C | 1136300 | 1033000 | #REF! | Truc | 3.1 TESYS D CONTROL & PROTECTION, TERMINAL BLOCKS, THERMAL MANGEMENT
DA1TT110 | PTC TRIPLE SENSOR 110\C | 1190200 | 1082000 | #REF! | Truc | 3.1 TESYS D CONTROL & PROTECTION, TERMINAL BLOCKS, THERMAL MANGEMENT
DA1TT120 | PTC TRIPLE SENSOR 120\C | 1164900 | 1059000 | #REF! | Truc | 3.1 TESYS D CONTROL & PROTECTION, TERMINAL BLOCKS, THERMAL MANGEMENT
DA1TT150 | PTC TRIPLE SENSOR 150C | 1164900 | 1059000 | #REF! | Truc | 3.1 TESYS D CONTROL & PROTECTION, TERMINAL BLOCKS, THERMAL MANGEMENT
DF142 | FUSE HOLDER 2P 50A FOR FUSE 14 X 51 MM | 570900 | 519000 | #REF! | Truc | 3.1 TESYS D CONTROL & PROTECTION, TERMINAL BLOCKS, THERMAL MANGEMENT
DF2BN0200 | FUSE 8,5X31,5 G1 2A | 42900 | 39000 | #REF! | Truc | 3.1 TESYS D CONTROL & PROTECTION, TERMINAL BLOCKS, THERMAL MANGEMENT
DF2BN0600 | FUSE 8,5X31,5 G1 6A - | 42900 | 39000 | #REF! | Truc | 3.1 TESYS D CONTROL & PROTECTION, TERMINAL BLOCKS, THERMAL MANGEMENT
DF2BN1000 | FUSE 8,5X31,5 G1 10A - | 42900 | 39000 | #REF! | Truc | 3.1 TESYS D CONTROL & PROTECTION, TERMINAL BLOCKS, THERMAL MANGEMENT
DF2CN02 | FUSE | 42900 | 39000 | #REF! | Truc | 3.1 TESYS D CONTROL & PROTECTION, TERMINAL BLOCKS, THERMAL MANGEMENT
DF2CN06 | FUSE | 42900 | 39000 | #REF! | Truc | 3.1 TESYS D CONTROL & PROTECTION, TERMINAL BLOCKS, THERMAL MANGEMENT
DF2CN08 | FUSE | 42900 | 39000 | #REF! | Truc | 3.1 TESYS D CONTROL & PROTECTION, TERMINAL BLOCKS, THERMAL MANGEMENT
DF2CN16 | FUSE | 42900 | 39000 | #REF! | Truc | 3.1 TESYS D CONTROL & PROTECTION, TERMINAL BLOCKS, THERMAL MANGEMENT
DF2CN25 | FUSE 10X38 G1 25A | 42900 | 39000 | #REF! | Truc | 3.1 TESYS D CONTROL & PROTECTION, TERMINAL BLOCKS, THERMAL MANGEMENT
DF2CN32 | FUSE 10X38 AM 32A | 40700 | 37000 | #REF! | Truc | 3.1 TESYS D CONTROL & PROTECTION, TERMINAL BLOCKS, THERMAL MANGEMENT
DF2EN50 | FUSE | 77000 | 70000 | #REF! | Truc | 3.1 TESYS D CONTROL & PROTECTION, TERMINAL BLOCKS, THERMAL MANGEMENT
DF2FGA16 | FUSE | 640200 | 582000 | #REF! | Truc | 3.1 TESYS D CONTROL & PROTECTION, TERMINAL BLOCKS, THERMAL MANGEMENT
DF2FGA25 | FUSE | 640200 | 582000 | #REF! | Truc | 3.1 TESYS D CONTROL & PROTECTION, TERMINAL BLOCKS, THERMAL MANGEMENT
DF2FGN100 | FUSE | 629200 | 572000 | #REF! | Truc | 3.1 TESYS D CONTROL & PROTECTION, TERMINAL BLOCKS, THERMAL MANGEMENT
DF2FGN160 | FUSE | 667700 | 607000 | #REF! | Truc | 3.1 TESYS D CONTROL & PROTECTION, TERMINAL BLOCKS, THERMAL MANGEMENT
DF2FN100 | FUSE | 172700 | 157000 | #REF! | Truc | 3.1 TESYS D CONTROL & PROTECTION, TERMINAL BLOCKS, THERMAL MANGEMENT
DF2GA1051 | FUSE | 753500 | 685000 | #REF! | Truc | 3.1 TESYS D CONTROL & PROTECTION, TERMINAL BLOCKS, THERMAL MANGEMENT
DF2HA1161 | FUSE | 1334300 | 1213000 | #REF! | Truc | 3.1 TESYS D CONTROL & PROTECTION, TERMINAL BLOCKS, THERMAL MANGEMENT
DF2HA1251 | FUSE | 1257300 | 1143000 | #REF! | Truc | 3.1 TESYS D CONTROL & PROTECTION, TERMINAL BLOCKS, THERMAL MANGEMENT
DF2HN1251 | FUSE | 1333200 | 1212000 | #REF! | Truc | 3.1 TESYS D CONTROL & PROTECTION, TERMINAL BLOCKS, THERMAL MANGEMENT
DF2JA1251 | FUSE | 1590600 | 1446000 | #REF! | Truc | 3.1 TESYS D CONTROL & PROTECTION, TERMINAL BLOCKS, THERMAL MANGEMENT
DF2JA1401 | FUSE | 1662100 | 1511000 | #REF! | Truc | 3.1 TESYS D CONTROL & PROTECTION, TERMINAL BLOCKS, THERMAL MANGEMENT
DF2JA1501 | FUSE | 1590600 | 1446000 | #REF! | Truc | 3.1 TESYS D CONTROL & PROTECTION, TERMINAL BLOCKS, THERMAL MANGEMENT
DF2KN1501 | FUSE | 3617900 | 3289000 | #REF! | Truc | 3.1 TESYS D CONTROL & PROTECTION, TERMINAL BLOCKS, THERMAL MANGEMENT
DF4GN1161 | FUSE CARTRIDGE DIN 0 WITH BLADES GG 160 | 1623600 | 1476000 | #REF! | Truc | 3.1 TESYS D CONTROL & PROTECTION, TERMINAL BLOCKS, THERMAL MANGEMENT
DF4HN1251 | FUSE | 1569700 | 1427000 | #REF! | Truc | 3.1 TESYS D CONTROL & PROTECTION, TERMINAL BLOCKS, THERMAL MANGEMENT
DF4JA1311 | FUSE | 1843600 | 1676000 | #REF! | Truc | 3.1 TESYS D CONTROL & PROTECTION, TERMINAL BLOCKS, THERMAL MANGEMENT
DF83V | FUSE HOLDER 3P 25A FOR FUSE 8,5 X 31,5 M | 635800 | 578000 | #REF! | Truc | 3.1 TESYS D CONTROL & PROTECTION, TERMINAL BLOCKS, THERMAL MANGEMENT
DFCC2 | FUSE HOLDER 2P 30A FOR FUSE CLASS CC | 732600 | 666000 | #REF! | Truc | 3.1 TESYS D CONTROL & PROTECTION, TERMINAL BLOCKS, THERMAL MANGEMENT
DFCC3 | FUSE HOLDER 3P 30A FOR FUSE CLASS CC | 1149500 | 1045000 | #REF! | Truc | 3.1 TESYS D CONTROL & PROTECTION, TERMINAL BLOCKS, THERMAL MANGEMENT
DR5TE1U | RECTIFIER | 3356100 | 3051000 | #REF! | Truc | 3.1 TESYS D CONTROL & PROTECTION, TERMINAL BLOCKS, THERMAL MANGEMENT
DR5TE4U | RECTIFIER | 12086800 | 10988000 | #REF! | Truc | 3.1 TESYS D CONTROL & PROTECTION, TERMINAL BLOCKS, THERMAL MANGEMENT
DR5TX5S | RECTIFIER FX | 4760800 | 4328000 | #REF! | Truc | 3.1 TESYS D CONTROL & PROTECTION, TERMINAL BLOCKS, THERMAL MANGEMENT
DX1AP25 | MOUNTING PLATE | 425700 | 387000 | #REF! | Truc | 3.4 UNIVERSAL ENCLOSURES
DZ5CE003 | CABLE END 0,34 | 4400 | 4000 | #REF! | Truc | 3.1 TESYS D CONTROL & PROTECTION, TERMINAL BLOCKS, THERMAL MANGEMENT
DZ5CE007 | CABLE ENDS | 4400 | 4000 | #REF! | Truc | 3.1 TESYS D CONTROL & PROTECTION, TERMINAL BLOCKS, THERMAL MANGEMENT
DZ5CE025 | CABLE ENDS | 4400 | 4000 | #REF! | Truc | 3.1 TESYS D CONTROL & PROTECTION, TERMINAL BLOCKS, THERMAL MANGEMENT
DZ5CE042 | CABLE END INSULATED, 4MMï¿½, MEDIUM SIZE, | 4400 | 4000 | #REF! | Truc | 3.1 TESYS D CONTROL & PROTECTION, TERMINAL BLOCKS, THERMAL MANGEMENT
DZ5CE042D | CABLE END INSULATED, 4MMï¿½, MEDIUM SIZE, | 4400 | 4000 | #REF! | Truc | 3.1 TESYS D CONTROL & PROTECTION, TERMINAL BLOCKS, THERMAL MANGEMENT
DZ5CE062 | CABLE ENDS | 4400 | 4000 | #REF! | Truc | 3.1 TESYS D CONTROL & PROTECTION, TERMINAL BLOCKS, THERMAL MANGEMENT
DZ5CE062D | CABLE ENDS | 4400 | 4000 | #REF! | Truc | 3.1 TESYS D CONTROL & PROTECTION, TERMINAL BLOCKS, THERMAL MANGEMENT
EMS59440 | TH110 SET OF 3 sensors plus velcro | 15285600 | 13896000 | #REF! | Truc | 4b.11- MV Switchboard core parts
EMS59443 | CL110 SET OF 2 SENSORS | 18034500 | 16395000 | #REF! | Truc | 4b.11- MV Switchboard core parts
EZAFSHB3 | Fishbone connectors (set of 3) | 610500 | 555000 | #REF! | Truc | 2.2 MCCB EASYPACT UP TO 250A AND ACCESSORIES
EZALUG0502 | EZ CABLE LUGS (2PCS) UP TO 50A | 398200 | 362000 | #REF! | Truc | 2.2 MCCB EASYPACT UP TO 250A AND ACCESSORIES
EZALUG0503 | EZ CABLE LUGS (2PCS) UP TO 50A | 518100 | 471000 | #REF! | Truc | 2.2 MCCB EASYPACT UP TO 250A AND ACCESSORIES
EZALUG1003 | EZ CABLE LUGS (3PCS) UP TO 100A | 536800 | 488000 | #REF! | Truc | 2.2 MCCB EASYPACT UP TO 250A AND ACCESSORIES
EZAPCON1L | Plug-in Connectors 15A-50A (set of 2) | 375100 | 341000 | #REF! | Truc | 2.2 MCCB EASYPACT UP TO 250A AND ACCESSORIES
EZAPLUG3H | Plug-in base 3P 60A-100A | 2633400 | 2394000 | #REF! | Truc | 2.2 MCCB EASYPACT UP TO 250A AND ACCESSORIES
EZAPLUG3L | Plug-in base 3P 15A-50A | 2726900 | 2479000 | #REF! | Truc | 2.2 MCCB EASYPACT UP TO 250A AND ACCESSORIES
EZAROTDSRY | DIRECT ROTARY HANDLE (RED/YELLOW) | 1956900 | 1779000 | #REF! | Truc | 2.2 MCCB EASYPACT UP TO 250A AND ACCESSORIES
EZASPDR3P | EASYPACT SPREADER 35MM PITCH | 135300 | 123000 | #REF! | Truc | 2.2 MCCB EASYPACT UP TO 250A AND ACCESSORIES
EZATSHD4P | TERMINAL SHIELDS 4P | 498300 | 453000 | #REF! | Truc | 2.2 MCCB EASYPACT UP TO 250A AND ACCESSORIES
EZAUVR200AC | EZ UVR 200-240VAC | 2060300 | 1873000 | #REF! | Truc | 2.2 MCCB EASYPACT UP TO 250A AND ACCESSORIES
EZB250CAP | EZ BUSBAR CONN CAP NS | 291500 | 265000 | #REF! | Truc | 2.2 MCCB EASYPACT UP TO 250A AND ACCESSORIES
EZC100B3032 | MG EZC100B 7.5kA 3P/3T 32A | 1543300 | 1403000 | #REF! | Truc | 2.2 MCCB EASYPACT UP TO 250A AND ACCESSORIES
EZC100F3016 | MG EZC100 F 10kA 3P/3T 16A | 1632400 | 1484000 | #REF! | Truc | 2.2 MCCB EASYPACT UP TO 250A AND ACCESSORIES
EZC100F3032 | EZC100F 10KA 3P3D 032A MG EASYPACT | 1656600 | 1506000 | #REF! | Truc | 2.2 MCCB EASYPACT UP TO 250A AND ACCESSORIES
EZC100F3063 | EZC100F 10KA 3P3D 063A MG EASYPACT | 1860100 | 1691000 | #REF! | Truc | 2.2 MCCB EASYPACT UP TO 250A AND ACCESSORIES
EZC100H1016 | MG EZC100 25KA/240V 1P/1T 16A | 1642300 | 1493000 | #REF! | Truc | 2.2 MCCB EASYPACT UP TO 250A AND ACCESSORIES
EZC100H2016 | MG EZC100 H 30kA 2P/2T 16A | 2151600 | 1956000 | #REF! | Truc | 2.2 MCCB EASYPACT UP TO 250A AND ACCESSORIES
EZC100H2032 | MG EZC100 H 30KA 2P 2T 32A | 2151600 | 1956000 | #REF! | Truc | 2.2 MCCB EASYPACT UP TO 250A AND ACCESSORIES
EZC100H2063 | MG EZC100 H 30kA 2P/2T 63A | 2151600 | 1956000 | #REF! | Truc | 2.2 MCCB EASYPACT UP TO 250A AND ACCESSORIES
EZC100H3032 | MG EZC100 H 30KA 3P 3T 32A | 2806100 | 2551000 | #REF! | Truc | 2.2 MCCB EASYPACT UP TO 250A AND ACCESSORIES
EZC100H3063 | MG EZC100 H 30kA 3P/3T 63A | 2889700 | 2627000 | #REF! | Truc | 2.2 MCCB EASYPACT UP TO 250A AND ACCESSORIES
EZC100H4016 | EZC100H HIGH 30kA @ 415V 4P 16A | 3225200 | 2932000 | #REF! | Truc | 2.2 MCCB EASYPACT UP TO 250A AND ACCESSORIES
EZC100H4032 | EZC100H HIGH 30kA @ 415V 4P 32A | 3067900 | 2789000 | #REF! | Truc | 2.2 MCCB EASYPACT UP TO 250A AND ACCESSORIES
EZC100H4045 | EZC100H HIGH 30kA @ 415V 4P 45A | 3045900 | 2769000 | #REF! | Truc | 2.2 MCCB EASYPACT UP TO 250A AND ACCESSORIES
EZC100H4063 | EZC100H HIGH 30kA @ 415V 4P 63A | 3082200 | 2802000 | #REF! | Truc | 2.2 MCCB EASYPACT UP TO 250A AND ACCESSORIES
EZC100N3016 | MG EZC100 N 15KA 3P 3T 16A | 2105400 | 1914000 | #REF! | Truc | 2.2 MCCB EASYPACT UP TO 250A AND ACCESSORIES
EZC100N3032 | MG EZC100 N 15kA 3P/3T 32A | 2105400 | 1914000 | #REF! | Truc | 2.2 MCCB EASYPACT UP TO 250A AND ACCESSORIES
EZC100N3063 | MG EZC100 N 15KA 3P 3T 63A | 2105400 | 1914000 | #REF! | Truc | 2.2 MCCB EASYPACT UP TO 250A AND ACCESSORIES
EZC100N4016 | EZC100N MEDIUM 15kA @ 415V 4P 16A | 3225200 | 2932000 | #REF! | Truc | 2.2 MCCB EASYPACT UP TO 250A AND ACCESSORIES
EZC100N4032 | EZC100N MEDIUM 15kA @ 415V 4P 32A | 2964500 | 2695000 | #REF! | Truc | 2.2 MCCB EASYPACT UP TO 250A AND ACCESSORIES
EZC100N4045 | EZC100N MEDIUM 15kA @ 415V 4P 45A | 2943600 | 2676000 | #REF! | Truc | 2.2 MCCB EASYPACT UP TO 250A AND ACCESSORIES
EZC100N4063 | EZC100N MEDIUM 15kA @ 415V 4P 63A | 2967800 | 2698000 | #REF! | Truc | 2.2 MCCB EASYPACT UP TO 250A AND ACCESSORIES
EZCV250H44225 | MG ELCB, 250AF, 36KA, 4P (4E), 225A | 23747900 | 21589000 | #REF! | Truc | 4.5 MCCB EASYPACT > 250A, EZCV AND ACCESSORIES
EZCV250N44100 | MG ELCB, 250AF, 25KA, 4P (4E), 100A | 20328000 | 18480000 | #REF! | Truc | 4.5 MCCB EASYPACT > 250A, EZCV AND ACCESSORIES
EZELUG2503 | EZ250 CABLE LUGS UP TO 150 MM2 3PCS | 1309000 | 1190000 | #REF! | Truc | 2.2 MCCB EASYPACT UP TO 250A AND ACCESSORIES
EZEROTERY | EXTENDED ROTARY HANDLE (RED/YELLOW) | 4073300 | 3703000 | #REF! | Truc | 2.2 MCCB EASYPACT UP TO 250A AND ACCESSORIES
EZESHT277AC | EZ250 SHUNT TRIP RELEASE SHT 277VAC | 1237500 | 1125000 | #REF! | Truc | 2.2 MCCB EASYPACT UP TO 250A AND ACCESSORIES
EZETSHD3PN | TERMINAL SHIELDS 3P 68MM EZ250 CIRCUIT | 944900 | 859000 | #REF! | Truc | 2.2 MCCB EASYPACT UP TO 250A AND ACCESSORIES
GB2CB22 | CONTROL CIRCUIT BREAKER | 13527800 | 12298000 | #REF! | Truc | 3.1 TESYS D CONTROL & PROTECTION, TERMINAL BLOCKS, THERMAL MANGEMENT
GF1611U7 | CONTACTOR | 1398100 | 1271000 | #REF! | Truc | 3.1 TESYS D CONTROL & PROTECTION, TERMINAL BLOCKS, THERMAL MANGEMENT
GK1EK | ISOLATOR | 2546500 | 2315000 | #REF! | Truc | 3.1 TESYS D CONTROL & PROTECTION, TERMINAL BLOCKS, THERMAL MANGEMENT
GK1EM | ISOLATOR | 2654300 | 2413000 | #REF! | Truc | 3.1 TESYS D CONTROL & PROTECTION, TERMINAL BLOCKS, THERMAL MANGEMENT
GK2AF01 | MOUNTING PLATE | 322300 | 293000 | #REF! | Truc | 3.1 TESYS D CONTROL & PROTECTION, TERMINAL BLOCKS, THERMAL MANGEMENT
GS1AF1 | CONTACT 1XOF 50A | 766700 | 697000 | #REF! | Truc | 3.1 TESYS D CONTROL & PROTECTION, TERMINAL BLOCKS, THERMAL MANGEMENT
GS1AF23 | CONTACT 1XOF 3X100TO125A | 795300 | 723000 | #REF! | Truc | 3.1 TESYS D CONTROL & PROTECTION, TERMINAL BLOCKS, THERMAL MANGEMENT
GS1AF43 | CONTACT 1XOF 3X250A | 1899700 | 1727000 | #REF! | Truc | 3.1 TESYS D CONTROL & PROTECTION, TERMINAL BLOCKS, THERMAL MANGEMENT
GS1AF63 | CONTACT 1XOF 3X630A | 2818200 | 2562000 | #REF! | Truc | 3.1 TESYS D CONTROL & PROTECTION, TERMINAL BLOCKS, THERMAL MANGEMENT
GS1AH02 | INTERNAL HANDLE 100-400A | 621500 | 565000 | #REF! | Truc | 3.1 TESYS D CONTROL & PROTECTION, TERMINAL BLOCKS, THERMAL MANGEMENT
GS1AH101 | BLACK EXT.HANDL.30A 3R,1 | 1488300 | 1353000 | #REF! | Truc | 3.1 TESYS D CONTROL & PROTECTION, TERMINAL BLOCKS, THERMAL MANGEMENT
GS1AH103 | INDOOR HANDLE 32A | 651200 | 592000 | #REF! | Truc | 3.1 TESYS D CONTROL & PROTECTION, TERMINAL BLOCKS, THERMAL MANGEMENT
GS1AM1 | CONTACT BLOCK 1XOF | 630300 | 573000 | #REF! | Truc | 3.1 TESYS D CONTROL & PROTECTION, TERMINAL BLOCKS, THERMAL MANGEMENT
GS1AM101 | AUX.CONTACT NC | 383900 | 349000 | #REF! | Truc | 3.1 TESYS D CONTROL & PROTECTION, TERMINAL BLOCKS, THERMAL MANGEMENT
GS1AM110 | AUX.CONTACT NO | 383900 | 349000 | #REF! | Truc | 3.1 TESYS D CONTROL & PROTECTION, TERMINAL BLOCKS, THERMAL MANGEMENT
GS1AM211 | SIDE AUX.CONTACT 2NO/NC | 1149500 | 1045000 | #REF! | Truc | 3.1 TESYS D CONTROL & PROTECTION, TERMINAL BLOCKS, THERMAL MANGEMENT
GS1AM3 | CONTACT BLOCK 1XOF | 700700 | 637000 | #REF! | Truc | 3.1 TESYS D CONTROL & PROTECTION, TERMINAL BLOCKS, THERMAL MANGEMENT
GS1AN11 | AUX.CONT.NO/NC 32-400A | 1191300 | 1083000 | #REF! | Truc | 3.1 TESYS D CONTROL & PROTECTION, TERMINAL BLOCKS, THERMAL MANGEMENT
GS1AN22 | AUX.CONT.2XNO/NC 32-400A | 1860100 | 1691000 | #REF! | Truc | 3.1 TESYS D CONTROL & PROTECTION, TERMINAL BLOCKS, THERMAL MANGEMENT
GS1ANT11 | AUX.CONT.NO+NC 32-400A+T | 1564200 | 1422000 | #REF! | Truc | 3.1 TESYS D CONTROL & PROTECTION, TERMINAL BLOCKS, THERMAL MANGEMENT
GS1AP33 | TERMINALCOVER 3X100-160A | 407000 | 370000 | #REF! | Truc | 3.1 TESYS D CONTROL & PROTECTION, TERMINAL BLOCKS, THERMAL MANGEMENT
GS1AP34 | TERMINALCOVER 4X100TO160A | 410300 | 373000 | #REF! | Truc | 3.1 TESYS D CONTROL & PROTECTION, TERMINAL BLOCKS, THERMAL MANGEMENT
GS1AP43 | TERMINAL COVER 3X250A | 598400 | 544000 | #REF! | Truc | 3.1 TESYS D CONTROL & PROTECTION, TERMINAL BLOCKS, THERMAL MANGEMENT
GS1DD3 | FUSE-SWITCH 3X32A 10X38 | 3537600 | 3216000 | #REF! | Truc | 3.1 TESYS D CONTROL & PROTECTION, TERMINAL BLOCKS, THERMAL MANGEMENT
GS1DD4 | FUSE-SWITCH 4X32A 10X38 | 3965500 | 3605000 | #REF! | Truc | 3.1 TESYS D CONTROL & PROTECTION, TERMINAL BLOCKS, THERMAL MANGEMENT
GS1FD4 | FUSE-SWITCH 4X50A 14X51 | 5512100 | 5011000 | #REF! | Truc | 3.1 TESYS D CONTROL & PROTECTION, TERMINAL BLOCKS, THERMAL MANGEMENT
GS1FG3 | FUSE SWITCH 3X50A 14X51 | 5832200 | 5302000 | #REF! | Truc | 3.1 TESYS D CONTROL & PROTECTION, TERMINAL BLOCKS, THERMAL MANGEMENT
GS1GD3 | FUSE-SWITCH 3X63A 00C | 4397800 | 3998000 | #REF! | Truc | 3.1 TESYS D CONTROL & PROTECTION, TERMINAL BLOCKS, THERMAL MANGEMENT
GS1JB3 | FUSE SWITCH 3X100A/A4R | 7543800 | 6858000 | #REF! | Truc | 3.1 TESYS D CONTROL & PROTECTION, TERMINAL BLOCKS, THERMAL MANGEMENT
GS1JD3 | FUSE-SWITCH 3X100A 22X58 | 6311800 | 5738000 | #REF! | Truc | 3.1 TESYS D CONTROL & PROTECTION, TERMINAL BLOCKS, THERMAL MANGEMENT
GS1JD4 | FUSE-SWITCH 4X100A 22X58 | 7683500 | 6985000 | #REF! | Truc | 3.1 TESYS D CONTROL & PROTECTION, TERMINAL BLOCKS, THERMAL MANGEMENT
GS1JG3 | FUSE SWITCH 3X100A 22X58 | 9496300 | 8633000 | #REF! | Truc | 3.1 TESYS D CONTROL & PROTECTION, TERMINAL BLOCKS, THERMAL MANGEMENT
GS1K3 | FUSE SWITCH 3X125A 22X58 | 6989400 | 6354000 | #REF! | Truc | 3.1 TESYS D CONTROL & PROTECTION, TERMINAL BLOCKS, THERMAL MANGEMENT
GS1KD3 | FUSE-SWITCH 3X125A 22X58 | 7081800 | 6438000 | #REF! | Truc | 3.1 TESYS D CONTROL & PROTECTION, TERMINAL BLOCKS, THERMAL MANGEMENT
GS1KD4 | FUSE-SWITCH 4X125A 22X58 | 7634000 | 6940000 | #REF! | Truc | 3.1 TESYS D CONTROL & PROTECTION, TERMINAL BLOCKS, THERMAL MANGEMENT
GS1KK3 | FUSE SWITCH 3X125A 00 | 7081800 | 6438000 | #REF! | Truc | 3.1 TESYS D CONTROL & PROTECTION, TERMINAL BLOCKS, THERMAL MANGEMENT
GS1LD3 | FUSE-SWITCH 3X160A 0 | 7555900 | 6869000 | #REF! | Truc | 3.1 TESYS D CONTROL & PROTECTION, TERMINAL BLOCKS, THERMAL MANGEMENT
GS1LD4 | FUSE-SWITCH 4X160A 0 | 9873600 | 8976000 | #REF! | Truc | 3.1 TESYS D CONTROL & PROTECTION, TERMINAL BLOCKS, THERMAL MANGEMENT
GS1LLD3 | FUSE-SWITCH 3X160A 00 | 7782500 | 7075000 | #REF! | Truc | 3.1 TESYS D CONTROL & PROTECTION, TERMINAL BLOCKS, THERMAL MANGEMENT
GS1ND3 | FUSE-SWITCH 3X250A 1 | 12006500 | 10915000 | #REF! | Truc | 3.1 TESYS D CONTROL & PROTECTION, TERMINAL BLOCKS, THERMAL MANGEMENT
GS1NG3 | FUSE SWITCH 3X250A 1 | 23342000 | 21220000 | #REF! | Truc | 3.1 TESYS D CONTROL & PROTECTION, TERMINAL BLOCKS, THERMAL MANGEMENT
GS1QQD3 | FUSE-SWITCH 3X400A 2 | 20068400 | 18244000 | #REF! | Truc | 3.1 TESYS D CONTROL & PROTECTION, TERMINAL BLOCKS, THERMAL MANGEMENT
GS1QQG3 | FUSE-SWITCH 3X400A 2 | 34436600 | 31306000 | #REF! | Truc | 3.1 TESYS D CONTROL & PROTECTION, TERMINAL BLOCKS, THERMAL MANGEMENT
GS2AE2 | SHAFT 50..400A 10X10 320MM | 493900 | 449000 | #REF! | Truc | 3.1 TESYS D CONTROL & PROTECTION, TERMINAL BLOCKS, THERMAL MANGEMENT
GS2AE21 | SHAFT 50..400A 10X10 400MM | 795300 | 723000 | #REF! | Truc | 3.1 TESYS D CONTROL & PROTECTION, TERMINAL BLOCKS, THERMAL MANGEMENT
GS2AE22 | SHAFT 50..400A 10X10 200MM | 493900 | 449000 | #REF! | Truc | 3.1 TESYS D CONTROL & PROTECTION, TERMINAL BLOCKS, THERMAL MANGEMENT
GS2AE5 | SHAFT 630..1250A 12X12 320MM | 1167100 | 1061000 | #REF! | Truc | 3.1 TESYS D CONTROL & PROTECTION, TERMINAL BLOCKS, THERMAL MANGEMENT
GS2AE51 | SHAFT 630..1250A 12X12 400MM | 1554300 | 1413000 | #REF! | Truc | 3.1 TESYS D CONTROL & PROTECTION, TERMINAL BLOCKS, THERMAL MANGEMENT
GS2AE52 | SHAFT 630..1250A 12X12 200MM | 789800 | 718000 | #REF! | Truc | 3.1 TESYS D CONTROL & PROTECTION, TERMINAL BLOCKS, THERMAL MANGEMENT
GS2AE81 | SHAFT 30-32A 5X5 400MM | 829400 | 754000 | #REF! | Truc | 3.1 TESYS D CONTROL & PROTECTION, TERMINAL BLOCKS, THERMAL MANGEMENT
GS2AH104 | DIRECT HANDLE 630-800A | 1408000 | 1280000 | #REF! | Truc | 3.1 TESYS D CONTROL & PROTECTION, TERMINAL BLOCKS, THERMAL MANGEMENT
GS2AH105 | DIRECT HANDLE 1250A | 1784200 | 1622000 | #REF! | Truc | 3.1 TESYS D CONTROL & PROTECTION, TERMINAL BLOCKS, THERMAL MANGEMENT
GS2AH140 | EXT FRONT HANDLE 100..400A 3R,12 RED | 2080100 | 1891000 | #REF! | Truc | 3.1 TESYS D CONTROL & PROTECTION, TERMINAL BLOCKS, THERMAL MANGEMENT
GS2AH215 | EXT RIGHT SIDE HAND 32..63A IP55 BLACK | 1120900 | 1019000 | #REF! | Truc | 3.1 TESYS D CONTROL & PROTECTION, TERMINAL BLOCKS, THERMAL MANGEMENT
GS2AH220 | EXT RIGHT SIDE HAND 32..63A IP65 RED | 1397000 | 1270000 | #REF! | Truc | 3.1 TESYS D CONTROL & PROTECTION, TERMINAL BLOCKS, THERMAL MANGEMENT
GS2AH230 | EXT RIGHT SIDE HAND 100..400A IP65 BLACK | 1191300 | 1083000 | #REF! | Truc | 3.1 TESYS D CONTROL & PROTECTION, TERMINAL BLOCKS, THERMAL MANGEMENT
GS2AH235 | EXT RIGHT SIDE HAND 100..400A IP55 BLACK | 1226500 | 1115000 | #REF! | Truc | 3.1 TESYS D CONTROL & PROTECTION, TERMINAL BLOCKS, THERMAL MANGEMENT
GS2AH250 | EXT RIGHT SIDE HAND 630..1250A IP65 BLAC | 2215400 | 2014000 | #REF! | Truc | 3.1 TESYS D CONTROL & PROTECTION, TERMINAL BLOCKS, THERMAL MANGEMENT
GS2AH310 | EXT LEFT SIDE HAND 32..63A IP65 BLACK | 1239700 | 1127000 | #REF! | Truc | 3.1 TESYS D CONTROL & PROTECTION, TERMINAL BLOCKS, THERMAL MANGEMENT
GS2AH330 | EXT LEFT SIDE HAND 100..400A IP65 BLACK | 1727000 | 1570000 | #REF! | Truc | 3.1 TESYS D CONTROL & PROTECTION, TERMINAL BLOCKS, THERMAL MANGEMENT
GS2AH420 | EXT FRONT HANDLE 30-60A 4,4X RED | 2395800 | 2178000 | #REF! | Truc | 3.1 TESYS D CONTROL & PROTECTION, TERMINAL BLOCKS, THERMAL MANGEMENT
GS2AH510 | EXT FRONT HANDLE 32..63A IP65 BLACK | 1345300 | 1223000 | #REF! | Truc | 3.1 TESYS D CONTROL & PROTECTION, TERMINAL BLOCKS, THERMAL MANGEMENT
GS2AH515 | EXT FRONT HANDLE 32..63A IP55 BLACK | 1366200 | 1242000 | #REF! | Truc | 3.1 TESYS D CONTROL & PROTECTION, TERMINAL BLOCKS, THERMAL MANGEMENT
GS2AH530 | EXT FRONT HANDLE 100..400A IP65 BLACK | 1778700 | 1617000 | #REF! | Truc | 3.1 TESYS D CONTROL & PROTECTION, TERMINAL BLOCKS, THERMAL MANGEMENT
GS2AH535 | EXT FRONT HANDLE 100..400A IP55 BLACK | 1091200 | 992000 | #REF! | Truc | 3.1 TESYS D CONTROL & PROTECTION, TERMINAL BLOCKS, THERMAL MANGEMENT
GS2AH540 | EXT FRONT HANDLE 100..400A IP65 RED | 1811700 | 1647000 | #REF! | Truc | 3.1 TESYS D CONTROL & PROTECTION, TERMINAL BLOCKS, THERMAL MANGEMENT
GS2AH550 | EXT FRONT HANDLE 630-800A IP65 BLACK | 3509000 | 3190000 | #REF! | Truc | 3.1 TESYS D CONTROL & PROTECTION, TERMINAL BLOCKS, THERMAL MANGEMENT
GS2AH560 | EXT FRONT HANDLE 630-800A IP65 RED | 3620100 | 3291000 | #REF! | Truc | 3.1 TESYS D CONTROL & PROTECTION, TERMINAL BLOCKS, THERMAL MANGEMENT
GS2AH570 | EXT FRONT HANDLE 1250A IP65 BLACK | 3509000 | 3190000 | #REF! | Truc | 3.1 TESYS D CONTROL & PROTECTION, TERMINAL BLOCKS, THERMAL MANGEMENT
GS2AHT510 | EXT FRONT HANDLE 32..63A IP65 BLACK | 2069100 | 1881000 | #REF! | Truc | 3.1 TESYS D CONTROL & PROTECTION, TERMINAL BLOCKS, THERMAL MANGEMENT
GS2AX1 | HANDLE LOCKING DEVICE 32..1250A | 6111600 | 5556000 | #REF! | Truc | 3.1 TESYS D CONTROL & PROTECTION, TERMINAL BLOCKS, THERMAL MANGEMENT
GS2F3 | FUSE DISCONNECT SWITCH 3X 50A 14X51 | 6149000 | 5590000 | #REF! | Truc | 3.1 TESYS D CONTROL & PROTECTION, TERMINAL BLOCKS, THERMAL MANGEMENT
GS2F4 | FUSE DISCONNECT SWITCH 4X 50A 14X51 | 6650600 | 6046000 | #REF! | Truc | 3.1 TESYS D CONTROL & PROTECTION, TERMINAL BLOCKS, THERMAL MANGEMENT
GS2G3 | FUSE DISCONNECT SWITCH 3X 63A 00C | 5340500 | 4855000 | #REF! | Truc | 3.1 TESYS D CONTROL & PROTECTION, TERMINAL BLOCKS, THERMAL MANGEMENT
GS2GB3 | FUSE DISCONNECT SWITCH 3X 63A A2-A3 | 5340500 | 4855000 | #REF! | Truc | 3.1 TESYS D CONTROL & PROTECTION, TERMINAL BLOCKS, THERMAL MANGEMENT
GS2J3 | FUSE DISCONNECT SWITCH 3X 100A 22X58 | 5592400 | 5084000 | #REF! | Truc | 3.1 TESYS D CONTROL & PROTECTION, TERMINAL BLOCKS, THERMAL MANGEMENT
GS2JB3 | FUSE DISCONNECT SWITCH 3X 100A A4 | 7308400 | 6644000 | #REF! | Truc | 3.1 TESYS D CONTROL & PROTECTION, TERMINAL BLOCKS, THERMAL MANGEMENT
GS2JG3 | FUSE DISCONNECT SWITCH 3X 100A 22X58 | 7308400 | 6644000 | #REF! | Truc | 3.1 TESYS D CONTROL & PROTECTION, TERMINAL BLOCKS, THERMAL MANGEMENT
GS2JG4 | FUSE DISCONNECT SWITCH 4X 100A 22X58 | 8569000 | 7790000 | #REF! | Truc | 3.1 TESYS D CONTROL & PROTECTION, TERMINAL BLOCKS, THERMAL MANGEMENT
GS2K3 | FUSE DISCONNECT SWITCH 3X 125A 22X58 | 6675900 | 6069000 | #REF! | Truc | 3.1 TESYS D CONTROL & PROTECTION, TERMINAL BLOCKS, THERMAL MANGEMENT
GS2L3 | FUSE DISCONNECT SWITCH 3X 160A 0 | 8141100 | 7401000 | #REF! | Truc | 3.1 TESYS D CONTROL & PROTECTION, TERMINAL BLOCKS, THERMAL MANGEMENT
GS2LL3 | FUSE DISCONNECT SWITCH 3X 160A 00 | 7112600 | 6466000 | #REF! | Truc | 3.1 TESYS D CONTROL & PROTECTION, TERMINAL BLOCKS, THERMAL MANGEMENT
GS2N3 | FUSE DISCONNECT SWITCH 3X 250A 1 | 11433400 | 10394000 | #REF! | Truc | 3.1 TESYS D CONTROL & PROTECTION, TERMINAL BLOCKS, THERMAL MANGEMENT
GS2QQ3 | FUSE DISCONNECT SWITCH 3X 400A 2 | 19278600 | 17526000 | #REF! | Truc | 3.1 TESYS D CONTROL & PROTECTION, TERMINAL BLOCKS, THERMAL MANGEMENT
GS2S3 | FUSE DISCONNECT SWITCH 3X 630A 3 | 43250900 | 39319000 | #REF! | Truc | 3.1 TESYS D CONTROL & PROTECTION, TERMINAL BLOCKS, THERMAL MANGEMENT
GS2SU3 | FUSE DISCONNECT SWITCH 3X 600A J | 77013200 | 70012000 | #REF! | Truc | 3.1 TESYS D CONTROL & PROTECTION, TERMINAL BLOCKS, THERMAL MANGEMENT
GS2V3 | FUSE DISCONNECT SWITCH 3X 1250A 4 | 103944500 | 94495000 | #REF! | Truc | 3.1 TESYS D CONTROL & PROTECTION, TERMINAL BLOCKS, THERMAL MANGEMENT
GV1G02 | 3 POLES FLEXIBLE LINK | 176000 | 160000 | #REF! | Truc | 3.1 TESYS D CONTROL & PROTECTION, TERMINAL BLOCKS, THERMAL MANGEMENT
GV1G09 | TERMINAL BLOCK GV2 G BUSBAR | 297000 | 270000 | #REF! | Truc | 3.1 TESYS D CONTROL & PROTECTION, TERMINAL BLOCKS, THERMAL MANGEMENT
GV1G10 | PROTECTIVE END COVER GV2 BUSBAR | 82500 | 75000 | #REF! | Truc | 3.1 TESYS D CONTROL & PROTECTION, TERMINAL BLOCKS, THERMAL MANGEMENT
GV1L3 | GV2ME-GV2P CURRENT LIMITING | 2092200 | 1902000 | #REF! | Truc | 3.1 TESYS D CONTROL & PROTECTION, TERMINAL BLOCKS, THERMAL MANGEMENT
GV2AF02 | GV2ME-LE MOUNTING PLATE - SCREW | 44000 | 40000 | #REF! | Truc | 3.1 TESYS D CONTROL & PROTECTION, TERMINAL BLOCKS, THERMAL MANGEMENT
GV2AF5 | POWER LINK ACC GV2 ATV32 | 154000 | 140000 | #REF! | Truc | 3.1 TESYS D CONTROL & PROTECTION, TERMINAL BLOCKS, THERMAL MANGEMENT
GV2AK00 | ISOLATOR ADDITION | 2887500 | 2625000 | #REF! | Truc | 3.1 TESYS D CONTROL & PROTECTION, TERMINAL BLOCKS, THERMAL MANGEMENT
GV2AP03 | EXTERNAL OPERATOR | 2082300 | 1893000 | #REF! | Truc | 3.1 TESYS D CONTROL & PROTECTION, TERMINAL BLOCKS, THERMAL MANGEMENT
GV2AP04 | ROTARY HANDLE GV2P | 1472900 | 1339000 | #REF! | Truc | 3.1 TESYS D CONTROL & PROTECTION, TERMINAL BLOCKS, THERMAL MANGEMENT
GV2APK01 | KIT HANDLE GV2 BLACK IP54 W/O TRIP | 1570800 | 1428000 | #REF! | Truc | 3.1 TESYS D CONTROL & PROTECTION, TERMINAL BLOCKS, THERMAL MANGEMENT
GV2APN01 | KIT IP54 BLACK HANDLE - SHAFT FRONT GV2P | 1800700 | 1637000 | #REF! | Truc | 3.1 TESYS D CONTROL & PROTECTION, TERMINAL BLOCKS, THERMAL MANGEMENT
GV2APN02 | KIT IP54 RED HANDLE - SHAFT FRONT GV2P/L | 1771000 | 1610000 | #REF! | Truc | 3.1 TESYS D CONTROL & PROTECTION, TERMINAL BLOCKS, THERMAL MANGEMENT
GV2APN04 | KIT HANDLE GV2 RED IP65 W/O TRIP | 1777600 | 1616000 | #REF! | Truc | 3.1 TESYS D CONTROL & PROTECTION, TERMINAL BLOCKS, THERMAL MANGEMENT
GV2CP21 | COVER | 601700 | 547000 | #REF! | Truc | 3.1 TESYS D CONTROL & PROTECTION, TERMINAL BLOCKS, THERMAL MANGEMENT
GV2DM108BD | MOT.START 2,5A 24VAC | 4158000 | 3780000 | #REF! | Truc | 3.1 TESYS D CONTROL & PROTECTION, TERMINAL BLOCKS, THERMAL MANGEMENT
GV2G05 | TERMINAL BLOCK FOR GV1 L3 | 455400 | 414000 | #REF! | Truc | 3.1 TESYS D CONTROL & PROTECTION, TERMINAL BLOCKS, THERMAL MANGEMENT
GV2K011 | RED MUSHROOM HEAD STOP | 574200 | 522000 | #REF! | Truc | 3.1 TESYS D CONTROL & PROTECTION, TERMINAL BLOCKS, THERMAL MANGEMENT
GV2K031 | RED MUSHROOM HD STOP TURN | 1056000 | 960000 | #REF! | Truc | 3.1 TESYS D CONTROL & PROTECTION, TERMINAL BLOCKS, THERMAL MANGEMENT
GV2MC02 | SURFACE MOUNT.ENCL.IP55 | 799700 | 727000 | #REF! | Truc | 3.1 TESYS D CONTROL & PROTECTION, TERMINAL BLOCKS, THERMAL MANGEMENT
GV2MC03 | SURF.MOUNT.ENCL.IP55LOW.T | 808500 | 735000 | #REF! | Truc | 3.1 TESYS D CONTROL & PROTECTION, TERMINAL BLOCKS, THERMAL MANGEMENT
GV2ME053 | SPRING TERM. MCB | 2926000 | 2660000 | #REF! | Truc | 3.1 TESYS D CONTROL & PROTECTION, TERMINAL BLOCKS, THERMAL MANGEMENT
GV2ME056 | MOTOR CIRCUIT BREAKER MGTH 063 1 LUG TE | 1108800 | 1008000 | #REF! | Truc | 3.1 TESYS D CONTROL & PROTECTION, TERMINAL BLOCKS, THERMAL MANGEMENT
GV2ME063 | SPRING TERM. MCB | 2926000 | 2660000 | #REF! | Truc | 3.1 TESYS D CONTROL & PROTECTION, TERMINAL BLOCKS, THERMAL MANGEMENT
GV2ME06K1BW3 | MOTOR START INV, | 2478300 | 2253000 | #REF! | Truc | 3.1 TESYS D CONTROL & PROTECTION, TERMINAL BLOCKS, THERMAL MANGEMENT
GV2ME076 | MOTOR CIRCUIT BREAKER MGTH 1 6 2 5 LUG | 1340900 | 1219000 | #REF! | Truc | 3.1 TESYS D CONTROL & PROTECTION, TERMINAL BLOCKS, THERMAL MANGEMENT
GV2ME07K1BW3 | MOTOR START INV, | 4263600 | 3876000 | #REF! | Truc | 3.1 TESYS D CONTROL & PROTECTION, TERMINAL BLOCKS, THERMAL MANGEMENT
GV2ME08K1BW3 | MOTOR START INV, | 4263600 | 3876000 | #REF! | Truc | 3.1 TESYS D CONTROL & PROTECTION, TERMINAL BLOCKS, THERMAL MANGEMENT
GV2ME103 | SPRING TERM. MCB | 2404600 | 2186000 | #REF! | Truc | 3.1 TESYS D CONTROL & PROTECTION, TERMINAL BLOCKS, THERMAL MANGEMENT
GV2ME106 | MOTOR CIRCUIT BREAKER MGTH 4 6 3 LUG T | 1441000 | 1310000 | #REF! | Truc | 3.1 TESYS D CONTROL & PROTECTION, TERMINAL BLOCKS, THERMAL MANGEMENT
GV2ME143 | SPRING TERM. MCB | 2010800 | 1828000 | #REF! | Truc | 3.1 TESYS D CONTROL & PROTECTION, TERMINAL BLOCKS, THERMAL MANGEMENT
GV2ME163 | SPRING TERM. MCB | 2614700 | 2377000 | #REF! | Truc | 3.1 TESYS D CONTROL & PROTECTION, TERMINAL BLOCKS, THERMAL MANGEMENT
GV2ME213 | SPRING TERM. MCB | 1812800 | 1648000 | #REF! | Truc | 3.1 TESYS D CONTROL & PROTECTION, TERMINAL BLOCKS, THERMAL MANGEMENT
GV2ME223 | SPRING TERM. MCB | 1812800 | 1648000 | #REF! | Truc | 3.1 TESYS D CONTROL & PROTECTION, TERMINAL BLOCKS, THERMAL MANGEMENT
GV2ME226 | MOTOR CIRCUIT BREAKER MGTH 20 25 LUG T | 1213300 | 1103000 | #REF! | Truc | 3.1 TESYS D CONTROL & PROTECTION, TERMINAL BLOCKS, THERMAL MANGEMENT
GV2MP01 | FLUSH MOUNT.ENCL.IP41 | 584100 | 531000 | #REF! | Truc | 3.1 TESYS D CONTROL & PROTECTION, TERMINAL BLOCKS, THERMAL MANGEMENT
GV2MP04 | FLUSH MOUNT.ENCL.IP55 | 682000 | 620000 | #REF! | Truc | 3.1 TESYS D CONTROL & PROTECTION, TERMINAL BLOCKS, THERMAL MANGEMENT
GV2PC01 | PLASTIC ENCLOSURE EMPTY GV2 WITH BLACK R | 5819000 | 5290000 | #REF! | Truc | 3.1 TESYS D CONTROL & PROTECTION, TERMINAL BLOCKS, THERMAL MANGEMENT
GV2RT03 | GV2 MOTOR CB HIGH INRUSH 0.25-4A TOGGLE | 1526800 | 1388000 | #REF! | Truc | 3.1 TESYS D CONTROL & PROTECTION, TERMINAL BLOCKS, THERMAL MANGEMENT
GV2RT05 | GV2 MOTOR CB HIGH INRUSH 0.63-1A TOGGLE | 1937100 | 1761000 | #REF! | Truc | 3.1 TESYS D CONTROL & PROTECTION, TERMINAL BLOCKS, THERMAL MANGEMENT
GV2RT06 | GV2 MOTOR CB HIGH INRUSH 1-1.6A TOGGLE | 1822700 | 1657000 | #REF! | Truc | 3.1 TESYS D CONTROL & PROTECTION, TERMINAL BLOCKS, THERMAL MANGEMENT
GV2RT07 | GV2 MOTOR CB HIGH INRUSH 1.6-2.5A TOGGLE | 1644500 | 1495000 | #REF! | Truc | 3.1 TESYS D CONTROL & PROTECTION, TERMINAL BLOCKS, THERMAL MANGEMENT
GV2RT08 | GV2 MOTOR CB HIGH INRUSH 2.5-4A TOGGLE | 1644500 | 1495000 | #REF! | Truc | 3.1 TESYS D CONTROL & PROTECTION, TERMINAL BLOCKS, THERMAL MANGEMENT
GV2RT10 | GV2 MOTOR CB HIGH INRUSH 4-6.3A TOGGLE | 1729200 | 1572000 | #REF! | Truc | 3.1 TESYS D CONTROL & PROTECTION, TERMINAL BLOCKS, THERMAL MANGEMENT
GV2RT14 | GV2 MOTOR CB HIGH INRUSH 6-10A TOGGLE SW | 1731400 | 1574000 | #REF! | Truc | 3.1 TESYS D CONTROL & PROTECTION, TERMINAL BLOCKS, THERMAL MANGEMENT
GV2RT20 | GV2 MOTOR CB HIGH INRUSH 13-18A TOGGLE | 1937100 | 1761000 | #REF! | Truc | 3.1 TESYS D CONTROL & PROTECTION, TERMINAL BLOCKS, THERMAL MANGEMENT
GV2RT21 | GV2 MOTOR CB HIGH INRUSH 17-23A TOGGLE | 1940400 | 1764000 | #REF! | Truc | 3.1 TESYS D CONTROL & PROTECTION, TERMINAL BLOCKS, THERMAL MANGEMENT
GV2SN23 | GREEN PILOT LIGHT GV2SN NEON 220 TO 240 | 510400 | 464000 | #REF! | Truc | 3.1 TESYS D CONTROL & PROTECTION, TERMINAL BLOCKS, THERMAL MANGEMENT
GV2SN33 | GREEN PILOT LIGHT GV2SN NEON 380 TO 440 | 510400 | 464000 | #REF! | Truc | 3.1 TESYS D CONTROL & PROTECTION, TERMINAL BLOCKS, THERMAL MANGEMENT
GV3A01 | GV3ME AUX CONT N/C N/O FITS GV3ME ONLY | 583000 | 530000 | #REF! | Truc | 3.1 TESYS D CONTROL & PROTECTION, TERMINAL BLOCKS, THERMAL MANGEMENT
GV3A02 | GV3ME AUX CONT N/O N/O FITS GV3ME ONLY | 583000 | 530000 | #REF! | Truc | 3.1 TESYS D CONTROL & PROTECTION, TERMINAL BLOCKS, THERMAL MANGEMENT
GV3A03 | GV3ME AUX CON N/C N/O N/O | 649000 | 590000 | #REF! | Truc | 3.1 TESYS D CONTROL & PROTECTION, TERMINAL BLOCKS, THERMAL MANGEMENT
GV3APK01 | KIT HANDLE GV3 BLACK IP54 W/O TRIP | 1729200 | 1572000 | #REF! | Truc | 3.1 TESYS D CONTROL & PROTECTION, TERMINAL BLOCKS, THERMAL MANGEMENT
GV3APN01 | KIT IP54 BLACK HANDLE - SHAFT FRONT GV3P | 1865600 | 1696000 | #REF! | Truc | 3.1 TESYS D CONTROL & PROTECTION, TERMINAL BLOCKS, THERMAL MANGEMENT
GV3APN02 | KIT IP54 RED HANDLE - SHAFT FRONT GV3P/L | 2058100 | 1871000 | #REF! | Truc | 3.1 TESYS D CONTROL & PROTECTION, TERMINAL BLOCKS, THERMAL MANGEMENT
GV3D11 | SHUNT TRIP | 2466200 | 2242000 | #REF! | Truc | 3.1 TESYS D CONTROL & PROTECTION, TERMINAL BLOCKS, THERMAL MANGEMENT
GV3G264 | 2 GV3 BREAKERS POWER BUSBAR | 1141800 | 1038000 | #REF! | Truc | 3.1 TESYS D CONTROL & PROTECTION, TERMINAL BLOCKS, THERMAL MANGEMENT
GV3L731 | GV3L MOTOR CB MAGNETIC 73A EVERLINK | 6617600 | 6016000 | #REF! | Truc | 3.1 TESYS D CONTROL & PROTECTION, TERMINAL BLOCKS, THERMAL MANGEMENT
GV3L736 | GV3L MOTOR CB MAGNETIC 73A Lugs | 6966300 | 6333000 | #REF! | Truc | 3.1 TESYS D CONTROL & PROTECTION, TERMINAL BLOCKS, THERMAL MANGEMENT
GV3P401 | GV3P40 WITH ONE EVERLINK CONNECTOR | 3865400 | 3514000 | #REF! | Truc | 3.1 TESYS D CONTROL & PROTECTION, TERMINAL BLOCKS, THERMAL MANGEMENT
GV3P501 | GV3P50 WITH ONE EVERLINK CONNECTOR | 10703000 | 9730000 | #REF! | Truc | 3.1 TESYS D CONTROL & PROTECTION, TERMINAL BLOCKS, THERMAL MANGEMENT
GV3P651 | GV3P65 WITH ONE EVERLINK CONNECTOR | 4132700 | 3757000 | #REF! | Truc | 3.1 TESYS D CONTROL & PROTECTION, TERMINAL BLOCKS, THERMAL MANGEMENT
GV3P731 | GV3P MOTOR CB THERMO/MAG 62-73A EVERLINK | 7574600 | 6886000 | #REF! | Truc | 3.1 TESYS D CONTROL & PROTECTION, TERMINAL BLOCKS, THERMAL MANGEMENT
GV3P736 | GV3P MOTOR CB THERMO/MAG 62-73A Lugs | 7266600 | 6606000 | #REF! | Truc | 3.1 TESYS D CONTROL & PROTECTION, TERMINAL BLOCKS, THERMAL MANGEMENT
GV3S | S POWER BUSBAR FOR SIDE BY SIDE MOUNTIN | 838200 | 762000 | #REF! | Truc | 3.1 TESYS D CONTROL & PROTECTION, TERMINAL BLOCKS, THERMAL MANGEMENT
GV4ADN01 | DIRECT ROTARY HANDLE BLACK GV4 BV4 | 1818300 | 1653000 | #REF! | Truc | 3.1 TESYS D CONTROL & PROTECTION, TERMINAL BLOCKS, THERMAL MANGEMENT
GV4AE11 | AUXILIARY CONTACT OF or SD GV4 & BV4 | 482900 | 439000 | #REF! | Truc | 3.1 TESYS D CONTROL & PROTECTION, TERMINAL BLOCKS, THERMAL MANGEMENT
GV4APN01 | EXTENDED ROTARY HANDLE BLACK GV4 BV4 | 3149300 | 2863000 | #REF! | Truc | 3.1 TESYS D CONTROL & PROTECTION, TERMINAL BLOCKS, THERMAL MANGEMENT
GV4L115B | Motor Breaker GV4L Mag 115A 25kA Elink | 10921900 | 9929000 | #REF! | Truc | 3.1 TESYS D CONTROL & PROTECTION, TERMINAL BLOCKS, THERMAL MANGEMENT
GV4L115B6 | Motor Breaker GV4L Mag 115A 25kA lug | 8058600 | 7326000 | #REF! | Truc | 3.1 TESYS D CONTROL & PROTECTION, TERMINAL BLOCKS, THERMAL MANGEMENT
GV4L115N | Motor Breaker GV4L Mag 115A 50kA Elink | 12135200 | 11032000 | #REF! | Truc | 3.1 TESYS D CONTROL & PROTECTION, TERMINAL BLOCKS, THERMAL MANGEMENT
GV4LE50N | Motor Breaker GV4LE Mag 50A 50kA Elink | 7920000 | 7200000 | #REF! | Truc | 3.1 TESYS D CONTROL & PROTECTION, TERMINAL BLOCKS, THERMAL MANGEMENT
GV4LE80N | Motor Breaker GV4LE Mag 80A 50kA Elink | 10019900 | 9109000 | #REF! | Truc | 3.1 TESYS D CONTROL & PROTECTION, TERMINAL BLOCKS, THERMAL MANGEMENT
GV4LE80S | Motor Breaker GV4LE Mag 80A 100kA Elink | 11134200 | 10122000 | #REF! | Truc | 3.1 TESYS D CONTROL & PROTECTION, TERMINAL BLOCKS, THERMAL MANGEMENT
GV4P115B | MotBreak GV4P Therm/Mag 115A 25kA Elink | 15666200 | 14242000 | #REF! | Truc | 3.1 TESYS D CONTROL & PROTECTION, TERMINAL BLOCKS, THERMAL MANGEMENT
GV4P115B6 | MotBreak GV4P Therm/Mag 115A 25kA lug | 20320300 | 18473000 | #REF! | Truc | 3.1 TESYS D CONTROL & PROTECTION, TERMINAL BLOCKS, THERMAL MANGEMENT
GV4P115N | MotBreak GV4P Therm/Mag 115A 50kA Elink | 21542400 | 19584000 | #REF! | Truc | 3.1 TESYS D CONTROL & PROTECTION, TERMINAL BLOCKS, THERMAL MANGEMENT
GV4P115S | Motor Breaker GV4P T/M 115A 100kA Elink | 21542400 | 19584000 | #REF! | Truc | 3.1 TESYS D CONTROL & PROTECTION, TERMINAL BLOCKS, THERMAL MANGEMENT
GV4P50N | MotBreak GV4P Therm/Mag 50A 50kA Elink | 21532500 | 19575000 | #REF! | Truc | 3.1 TESYS D CONTROL & PROTECTION, TERMINAL BLOCKS, THERMAL MANGEMENT
GV4P80N | MotBreak GV4P Therm/Mag 80A 50kA Elink | 21532500 | 19575000 | #REF! | Truc | 3.1 TESYS D CONTROL & PROTECTION, TERMINAL BLOCKS, THERMAL MANGEMENT
GV4P80S | Motor Breaker GV4P T/M 80A 100kA Elink | 21532500 | 19575000 | #REF! | Truc | 3.1 TESYS D CONTROL & PROTECTION, TERMINAL BLOCKS, THERMAL MANGEMENT
GV4PE115B | MotBreak GV4PE Therm/Mag 115A 25kA Elink | 17650600 | 16046000 | #REF! | Truc | 3.1 TESYS D CONTROL & PROTECTION, TERMINAL BLOCKS, THERMAL MANGEMENT
GV4PE115N | MotBreak GV4PE Therm/Mag 115A 50kA Elink | 20388500 | 18535000 | #REF! | Truc | 3.1 TESYS D CONTROL & PROTECTION, TERMINAL BLOCKS, THERMAL MANGEMENT
GV4PE115S | MotBreak GV4PE Th/Mag 115A 100kA Elink | 21461000 | 19510000 | #REF! | Truc | 3.1 TESYS D CONTROL & PROTECTION, TERMINAL BLOCKS, THERMAL MANGEMENT
GV4PE50B | MotBreak GV4PE Therm/Mag 50A 25kA Elink | 17650600 | 16046000 | #REF! | Truc | 3.1 TESYS D CONTROL & PROTECTION, TERMINAL BLOCKS, THERMAL MANGEMENT
GV4PE50S | MotBreak GV4PE Therm/Mag 50A 100kA Elink | 21032000 | 19120000 | #REF! | Truc | 3.1 TESYS D CONTROL & PROTECTION, TERMINAL BLOCKS, THERMAL MANGEMENT
GV4PE80B | MotBreak GV4PE Therm/Mag 80A 25kA Elink | 17650600 | 16046000 | #REF! | Truc | 3.1 TESYS D CONTROL & PROTECTION, TERMINAL BLOCKS, THERMAL MANGEMENT
GV4PE80N | MotBreak GV4PE Therm/Mag 80A 50kA Elink | 18027900 | 16389000 | #REF! | Truc | 3.1 TESYS D CONTROL & PROTECTION, TERMINAL BLOCKS, THERMAL MANGEMENT
GV4PE80S | MotBreak GV4PE Therm/Mag 80A 100kA Elink | 21461000 | 19510000 | #REF! | Truc | 3.1 TESYS D CONTROL & PROTECTION, TERMINAL BLOCKS, THERMAL MANGEMENT
GV4PEM07N | MotBreakGV4PEMultiTh/Mag 7A 50kA Elink | 29849600 | 27136000 | #REF! | Truc | 3.1 TESYS D CONTROL & PROTECTION, TERMINAL BLOCKS, THERMAL MANGEMENT
GV4PEM07S | MotBreakGV4PEMultiTh/Mag 7A 100kA Elink | 31093700 | 28267000 | #REF! | Truc | 3.1 TESYS D CONTROL & PROTECTION, TERMINAL BLOCKS, THERMAL MANGEMENT
GV5P150F | GV5P150F 3P 36kA Motor Circuit Breaker | 13910600 | 12646000 | #REF! | Truc | 3.1 TESYS D CONTROL & PROTECTION, TERMINAL BLOCKS, THERMAL MANGEMENT
GV5P150H | GV5P150H 3P 70kA Motor Circuit Breaker | 15243800 | 13858000 | #REF! | Truc | 3.1 TESYS D CONTROL & PROTECTION, TERMINAL BLOCKS, THERMAL MANGEMENT
GV5P220F | GV5P220F 3P 36kA Motor Circuit Breaker | 14191100 | 12901000 | #REF! | Truc | 3.1 TESYS D CONTROL & PROTECTION, TERMINAL BLOCKS, THERMAL MANGEMENT
GV5P220H | GV5P220H 3P 70kA Motor Circuit Breaker | 15385700 | 13987000 | #REF! | Truc | 3.1 TESYS D CONTROL & PROTECTION, TERMINAL BLOCKS, THERMAL MANGEMENT
GV6P500H | GV6P500H 3P 70kA Motor Circuit Breaker | 28637400 | 26034000 | #REF! | Truc | 3.1 TESYS D CONTROL & PROTECTION, TERMINAL BLOCKS, THERMAL MANGEMENT
GV7AB11 | AUXILIARY CONTACT 1 OC LOW LEVEL | 566500 | 515000 | #REF! | Truc | 3.1 TESYS D CONTROL & PROTECTION, TERMINAL BLOCKS, THERMAL MANGEMENT
GV7AC01 | TERMINAL SHIELDS | 625900 | 569000 | #REF! | Truc | 3.1 TESYS D CONTROL & PROTECTION, TERMINAL BLOCKS, THERMAL MANGEMENT
GV7AC021 | LOT 3 CONNECTOR FOR GV7R40/150 | 514800 | 468000 | #REF! | Truc | 3.1 TESYS D CONTROL & PROTECTION, TERMINAL BLOCKS, THERMAL MANGEMENT
GV7AC04 | SEPARATOR | 292600 | 266000 | #REF! | Truc | 3.1 TESYS D CONTROL & PROTECTION, TERMINAL BLOCKS, THERMAL MANGEMENT
GV7AC08 | BUSBAR WITH COVER | 4527600 | 4116000 | #REF! | Truc | 3.1 TESYS D CONTROL & PROTECTION, TERMINAL BLOCKS, THERMAL MANGEMENT
GV7AE11 | AUXILIARY CONTACT | 246400 | 224000 | #REF! | Truc | 3.1 TESYS D CONTROL & PROTECTION, TERMINAL BLOCKS, THERMAL MANGEMENT
GV7AP01 | LANG ROTARY ACTUATOR BLAC | 1643400 | 1494000 | #REF! | Truc | 3.1 TESYS D CONTROL & PROTECTION, TERMINAL BLOCKS, THERMAL MANGEMENT
GV7AP02 | LONG ROTARY ACTUATOR | 1692900 | 1539000 | #REF! | Truc | 3.1 TESYS D CONTROL & PROTECTION, TERMINAL BLOCKS, THERMAL MANGEMENT
GV7AP04 | ROTARY ACTUATOR RED/YEL. | 1210000 | 1100000 | #REF! | Truc | 3.1 TESYS D CONTROL & PROTECTION, TERMINAL BLOCKS, THERMAL MANGEMENT
GV7AP05 | BOX ADAPTATION PART | 1215500 | 1105000 | #REF! | Truc | 3.1 TESYS D CONTROL & PROTECTION, TERMINAL BLOCKS, THERMAL MANGEMENT
GV7AS107 | voltage release GV7AS 110 to 130 V AC | 1398100 | 1271000 | #REF! | Truc | 3.1 TESYS D CONTROL & PROTECTION, TERMINAL BLOCKS, THERMAL MANGEMENT
GV7AS207 | voltage release GV7AS 200 to 240 V AC | 1439900 | 1309000 | #REF! | Truc | 3.1 TESYS D CONTROL & PROTECTION, TERMINAL BLOCKS, THERMAL MANGEMENT
GV7AU207 | VOLTAGE RELEASE GV7AU 200 TO 240 V AC 50 | 1446500 | 1315000 | #REF! | Truc | 3.1 TESYS D CONTROL & PROTECTION, TERMINAL BLOCKS, THERMAL MANGEMENT
GVAE113 | SPRING THERM PLUG IN AUX | 754600 | 686000 | #REF! | Truc | 3.1 TESYS D CONTROL & PROTECTION, TERMINAL BLOCKS, THERMAL MANGEMENT
GVAE203 | SPRING THERM PLUG IN AUX | 594000 | 540000 | #REF! | Truc | 3.1 TESYS D CONTROL & PROTECTION, TERMINAL BLOCKS, THERMAL MANGEMENT
GVAN113 | SPRING THERM SIDE AUX | 733700 | 667000 | #REF! | Truc | 3.1 TESYS D CONTROL & PROTECTION, TERMINAL BLOCKS, THERMAL MANGEMENT
GVAPA1 | SHAFT 315 MM GV2-GV3-TESYS U | 267300 | 243000 | #REF! | Truc | 3.1 TESYS D CONTROL & PROTECTION, TERMINAL BLOCKS, THERMAL MANGEMENT
GVAPH02 | BRACKET GV2 | 886600 | 806000 | #REF! | Truc | 3.1 TESYS D CONTROL & PROTECTION, TERMINAL BLOCKS, THERMAL MANGEMENT
GVAPK11 | SHAFT SUPPORT PLATE GV2 FOR DEEP ENCLOSU | 134200 | 122000 | #REF! | Truc | 3.1 TESYS D CONTROL & PROTECTION, TERMINAL BLOCKS, THERMAL MANGEMENT
GVAPK12 | SHAFT SUPPORT PLATE GV3-TESYS U FOR DEEP | 147400 | 134000 | #REF! | Truc | 3.1 TESYS D CONTROL & PROTECTION, TERMINAL BLOCKS, THERMAL MANGEMENT
GVAPL01 | TOOL FOR ROTARY HANDLE INSTALLATION INTE | 2085600 | 1896000 | #REF! | Truc | 3.1 TESYS D CONTROL & PROTECTION, TERMINAL BLOCKS, THERMAL MANGEMENT
GVAS115 | GV2 GV3 SHUNT TRIP 115V RHS MOUNT | 537900 | 489000 | #REF! | Truc | 3.1 TESYS D CONTROL & PROTECTION, TERMINAL BLOCKS, THERMAL MANGEMENT
GVAS225 | GV2 GV3 SHUNT TRIP 240V RHS MOUNT | 787600 | 716000 | #REF! | Truc | 3.1 TESYS D CONTROL & PROTECTION, TERMINAL BLOCKS, THERMAL MANGEMENT
GVAS385 | GV2 GV3 SHUNT TRIP 415V RHS MOUNT | 755700 | 687000 | #REF! | Truc | 3.1 TESYS D CONTROL & PROTECTION, TERMINAL BLOCKS, THERMAL MANGEMENT
GVAS415 | GV2 GV3 SHUNT TRIP 415V RHS MOUNT | 755700 | 687000 | #REF! | Truc | 3.1 TESYS D CONTROL & PROTECTION, TERMINAL BLOCKS, THERMAL MANGEMENT
GVAU207 | UNDERVOLTAGE TRIP 200/220 | 722700 | 657000 | #REF! | Truc | 3.1 TESYS D CONTROL & PROTECTION, TERMINAL BLOCKS, THERMAL MANGEMENT
GVAU225 | GV2 GV3 UNDERVOLT 240V RHS MOUNT | 787600 | 716000 | #REF! | Truc | 3.1 TESYS D CONTROL & PROTECTION, TERMINAL BLOCKS, THERMAL MANGEMENT
GVAU385 | GV2 GV3 UNDERVOLT 380V RHS MOUNT | 805200 | 732000 | #REF! | Truc | 3.1 TESYS D CONTROL & PROTECTION, TERMINAL BLOCKS, THERMAL MANGEMENT
GVAU415 | GV2 GV3 UNDERVOLT TRIP 415V RHS MT | 800800 | 728000 | #REF! | Truc | 3.1 TESYS D CONTROL & PROTECTION, TERMINAL BLOCKS, THERMAL MANGEMENT
GVAX225 | SHUNT TRIP INRS 220V-50 | 1259500 | 1145000 | #REF! | Truc | 3.1 TESYS D CONTROL & PROTECTION, TERMINAL BLOCKS, THERMAL MANGEMENT
GVAX226 | SHUNT TRIP INRS 220V-60 | 1259500 | 1145000 | #REF! | Truc | 3.1 TESYS D CONTROL & PROTECTION, TERMINAL BLOCKS, THERMAL MANGEMENT
GVAX385 | GV2ME SHUNT TRIP INRS 380V 50HZ | 1191300 | 1083000 | #REF! | Truc | 3.1 TESYS D CONTROL & PROTECTION, TERMINAL BLOCKS, THERMAL MANGEMENT
GZ1AN11 | SIDE MOUNTING AUXILIARY | 183700 | 167000 | #REF! | Truc | 2.7 EASYPACT TVS
HU364AWK | SWITCH NOT FUSE. HD 600V 200A 3P NEMA12 | 47485900 | 43169000 | #REF! | Truc | 4.4 CIRCUIT PROTECTION <=1000A
KBF1PZ | OPERATOR SWITCH V02/V2 | 261800 | 238000 | #REF! | Truc | 3.1 TESYS D CONTROL & PROTECTION, TERMINAL BLOCKS, THERMAL MANGEMENT
KCC1YZ | MAIN EMERG SWI HDL V02/V2 | 525800 | 478000 | #REF! | Truc | 3.1 TESYS D CONTROL & PROTECTION, TERMINAL BLOCKS, THERMAL MANGEMENT
KCD1PZ | OPERATOR EMER SWIT V02/V2 | 327800 | 298000 | #REF! | Truc | 3.1 TESYS D CONTROL & PROTECTION, TERMINAL BLOCKS, THERMAL MANGEMENT
KCD1YZ | OPERATOR EMERGENCY SWITCH V02/V2 | 463100 | 421000 | #REF! | Truc | 3.1 TESYS D CONTROL & PROTECTION, TERMINAL BLOCKS, THERMAL MANGEMENT
KCF1PZ | OPERATOR EMER SWIT V02/V2 | 251900 | 229000 | #REF! | Truc | 3.1 TESYS D CONTROL & PROTECTION, TERMINAL BLOCKS, THERMAL MANGEMENT
KCF2PZ | MAIN EMERG SWI HDL V3/4 | 251900 | 229000 | #REF! | Truc | 3.1 TESYS D CONTROL & PROTECTION, TERMINAL BLOCKS, THERMAL MANGEMENT
KCF3PZ | OPERATOR EMERGENCY SWITCH VS/6 | 668800 | 608000 | #REF! | Truc | 3.1 TESYS D CONTROL & PROTECTION, TERMINAL BLOCKS, THERMAL MANGEMENT
KDF1PZ | OPERATOR EMER.SWIT.VO2/V2 | 267300 | 243000 | #REF! | Truc | 3.1 TESYS D CONTROL & PROTECTION, TERMINAL BLOCKS, THERMAL MANGEMENT
KDF2PZ | OPERATOR EMERGENCY SWITCH V3/4 | 322300 | 293000 | #REF! | Truc | 3.1 TESYS D CONTROL & PROTECTION, TERMINAL BLOCKS, THERMAL MANGEMENT
KDF3PZ | OPERATOR EMER.SWIT.V5/6 | 561000 | 510000 | #REF! | Truc | 3.1 TESYS D CONTROL & PROTECTION, TERMINAL BLOCKS, THERMAL MANGEMENT
KZ13 | BLANK LABEL SUP 45X45 HDL | 41800 | 38000 | #REF! | Truc | 3.1 TESYS D CONTROL & PROTECTION, TERMINAL BLOCKS, THERMAL MANGEMENT
KZ30 | LOCK NUT M22 - | 48400 | 44000 | #REF! | Truc | 3.1 TESYS D CONTROL & PROTECTION, TERMINAL BLOCKS, THERMAL MANGEMENT
KZ32 | DOOR INTERLOCK PIECE | 70400 | 64000 | #REF! | Truc | 3.1 TESYS D CONTROL & PROTECTION, TERMINAL BLOCKS, THERMAL MANGEMENT
KZ74 | DOOR INTERLOCK PIECE | 254100 | 231000 | #REF! | Truc | 3.1 TESYS D CONTROL & PROTECTION, TERMINAL BLOCKS, THERMAL MANGEMENT
KZ83 | IP65 KIT 60X60 CAR6MM HDL | 433400 | 394000 | #REF! | Truc | 3.1 TESYS D CONTROL & PROTECTION, TERMINAL BLOCKS, THERMAL MANGEMENT
KZ93 | REDUCING - | 90200 | 82000 | #REF! | Truc | 3.1 TESYS D CONTROL & PROTECTION, TERMINAL BLOCKS, THERMAL MANGEMENT
LA1DX02 | CONTACT BLOCK | 1906300 | 1733000 | #REF! | Truc | 3.1 TESYS D CONTROL & PROTECTION, TERMINAL BLOCKS, THERMAL MANGEMENT
LA1DX11 | BLOC CONTACT 1F+1OETANCHE | 2788500 | 2535000 | #REF! | Truc | 3.1 TESYS D CONTROL & PROTECTION, TERMINAL BLOCKS, THERMAL MANGEMENT
LA1DY20 | CONTACT BLOCK | 2502500 | 2275000 | #REF! | Truc | 3.1 TESYS D CONTROL & PROTECTION, TERMINAL BLOCKS, THERMAL MANGEMENT
LA1DZ31 | CONTACT BLOCK | 2656500 | 2415000 | #REF! | Truc | 3.1 TESYS D CONTROL & PROTECTION, TERMINAL BLOCKS, THERMAL MANGEMENT
LA1KN113 | CONTACTOR SPRING | 467500 | 425000 | #REF! | Truc | 3.1 TESYS D CONTROL & PROTECTION, TERMINAL BLOCKS, THERMAL MANGEMENT
LA1KN223 | CONTACTOR SPRING | 1563100 | 1421000 | #REF! | Truc | 3.1 TESYS D CONTROL & PROTECTION, TERMINAL BLOCKS, THERMAL MANGEMENT
LA1KN403 | CONTACTOR SPRING | 665500 | 605000 | #REF! | Truc | 3.1 TESYS D CONTROL & PROTECTION, TERMINAL BLOCKS, THERMAL MANGEMENT
LA1KN406 | AUX CONTACT BLOCK | 579700 | 527000 | #REF! | Truc | 3.1 TESYS D CONTROL & PROTECTION, TERMINAL BLOCKS, THERMAL MANGEMENT
LA1LC010 | ADD ON BLOCK 6 CONTACTS | 4823500 | 4385000 | #REF! | Truc | 3.1 TESYS D CONTROL & PROTECTION, TERMINAL BLOCKS, THERMAL MANGEMENT
LA1LC012 | ADD ON BLOCK 5 CONTACTS | 3163600 | 2876000 | #REF! | Truc | 3.1 TESYS D CONTROL & PROTECTION, TERMINAL BLOCKS, THERMAL MANGEMENT
LA1LC020 | ADD ON BLOCK 3 CONTACTS | 1280400 | 1164000 | #REF! | Truc | 3.1 TESYS D CONTROL & PROTECTION, TERMINAL BLOCKS, THERMAL MANGEMENT
LA1LC025 | ADD ON BLOCK 4 CONTACTS | 2988700 | 2717000 | #REF! | Truc | 3.1 TESYS D CONTROL & PROTECTION, TERMINAL BLOCKS, THERMAL MANGEMENT
LA1LD580BD | INTERFACE RELAY 24V | 6292000 | 5720000 | #REF! | Truc | 3.1 TESYS D CONTROL & PROTECTION, TERMINAL BLOCKS, THERMAL MANGEMENT
LA1SK02 | AUXILLIARY CONTACT SK 2NC | 459800 | 418000 | #REF! | Truc | 3.1 TESYS D CONTROL & PROTECTION, TERMINAL BLOCKS, THERMAL MANGEMENT
LA1VN11 | AUXILIARY CONTACT 1F+1O | 1641200 | 1492000 | #REF! | Truc | 3.1 TESYS D CONTROL & PROTECTION, TERMINAL BLOCKS, THERMAL MANGEMENT
LA4DBL | LOW CONSUMPTION KIT D40A A D65A (LAD4BB3 | 6193000 | 5630000 | #REF! | Truc | 3.1 TESYS D CONTROL & PROTECTION, TERMINAL BLOCKS, THERMAL MANGEMENT
LA4DC1U | SUPPRESSOR BLOCK | 782100 | 711000 | #REF! | Truc | 3.1 TESYS D CONTROL & PROTECTION, TERMINAL BLOCKS, THERMAL MANGEMENT
LA4DC3U | FLYWHEEL DIODE SUPPRES 24-250VDC D80-D95 | 730400 | 664000 | #REF! | Truc | 3.1 TESYS D CONTROL & PROTECTION, TERMINAL BLOCKS, THERMAL MANGEMENT
LA4DE2U | VARISTOR SUPPRES 110-250VAC FOR D80-D115 | 422400 | 384000 | #REF! | Truc | 3.1 TESYS D CONTROL & PROTECTION, TERMINAL BLOCKS, THERMAL MANGEMENT
LA4DFB | INTERFACE MODULE RELAY 24VDC | 2383700 | 2167000 | #REF! | Truc | 3.1 TESYS D CONTROL & PROTECTION, TERMINAL BLOCKS, THERMAL MANGEMENT
LA4DWB | DC SUPPLY BLOCK | 2622400 | 2384000 | #REF! | Truc | 3.1 TESYS D CONTROL & PROTECTION, TERMINAL BLOCKS, THERMAL MANGEMENT
LA4FRCP | RC SUPPRESSOR 127/240V | 3529900 | 3209000 | #REF! | Truc | 3.1 TESYS D CONTROL & PROTECTION, TERMINAL BLOCKS, THERMAL MANGEMENT
LA4KA1U | K RANGE SUPPRESSOR RC 110-250VAC | 372900 | 339000 | #REF! | Truc | 3.1 TESYS D CONTROL & PROTECTION, TERMINAL BLOCKS, THERMAL MANGEMENT
LA4KC1B | K RANGE SUPPRESSOR DIODE 12-24VDC | 151800 | 138000 | #REF! | Truc | 3.1 TESYS D CONTROL & PROTECTION, TERMINAL BLOCKS, THERMAL MANGEMENT
LA4KC1E | K RANGE SUPPRESSOR DIODE 32-48VDC | 145200 | 132000 | #REF! | Truc | 3.1 TESYS D CONTROL & PROTECTION, TERMINAL BLOCKS, THERMAL MANGEMENT
LA4KC2B | SUPPRESSOR MODULE DIODES 12 TO 24 V DC W | 151800 | 138000 | #REF! | Truc | 3.1 TESYS D CONTROL & PROTECTION, TERMINAL BLOCKS, THERMAL MANGEMENT
LA4KE1B | K RANGE SUPPRESSOR VARISTOR 12-24VAC VDC | 541200 | 492000 | #REF! | Truc | 3.1 TESYS D CONTROL & PROTECTION, TERMINAL BLOCKS, THERMAL MANGEMENT
LA4KE1FC | K SUPPRESSOR VARISTOR 50-129VAC VDC | 361900 | 329000 | #REF! | Truc | 3.1 TESYS D CONTROL & PROTECTION, TERMINAL BLOCKS, THERMAL MANGEMENT
LA4KE1UG | K SUPPRESSOR VARISTOR 130-250VAC VDC | 95700 | 87000 | #REF! | Truc | 3.1 TESYS D CONTROL & PROTECTION, TERMINAL BLOCKS, THERMAL MANGEMENT
LA4SKE1E | SUPPRESSOR SK 24-48V AC/DCTOR | 584100 | 531000 | #REF! | Truc | 3.1 TESYS D CONTROL & PROTECTION, TERMINAL BLOCKS, THERMAL MANGEMENT
LA4SKE1U | SUPPRESSOR SK 110-250V AC/DC | 621500 | 565000 | #REF! | Truc | 3.1 TESYS D CONTROL & PROTECTION, TERMINAL BLOCKS, THERMAL MANGEMENT
LA5D1158031 | SPARE CONTACT SET 3P D115 | 4684900 | 4259000 | #REF! | Truc | 3.1 TESYS D CONTROL & PROTECTION, TERMINAL BLOCKS, THERMAL MANGEMENT
LA5D150803 | SPARE CONTACT SET | 4264700 | 3877000 | #REF! | Truc | 3.1 TESYS D CONTROL & PROTECTION, TERMINAL BLOCKS, THERMAL MANGEMENT
LA5F15050 | ARC CHAMBER LA5F 3P FOR LC1F150 | 1685200 | 1532000 | #REF! | Truc | 3.1 TESYS D CONTROL & PROTECTION, TERMINAL BLOCKS, THERMAL MANGEMENT
LA5F400803 | CONTACTS SET LA5F 3P FOR LC1F330 | 15911500 | 14465000 | #REF! | Truc | 3.1 TESYS D CONTROL & PROTECTION, TERMINAL BLOCKS, THERMAL MANGEMENT
LA5F500803 | CONTACTS SET LA5F 3P FOR LC1F500 | 23646700 | 21497000 | #REF! | Truc | 3.1 TESYS D CONTROL & PROTECTION, TERMINAL BLOCKS, THERMAL MANGEMENT
LA5F630803 | CONTACTS SET LA5F 3P FOR LC1F630 | 25346200 | 23042000 | #REF! | Truc | 3.1 TESYS D CONTROL & PROTECTION, TERMINAL BLOCKS, THERMAL MANGEMENT
LA5F780803 | CONTACTS SET LA5F 3P FOR LC1F780 | 45491600 | 41356000 | #REF! | Truc | 3.1 TESYS D CONTROL & PROTECTION, TERMINAL BLOCKS, THERMAL MANGEMENT
LA5F800803 | SPARE CONTACTS SET | 27177700 | 24707000 | #REF! | Truc | 3.1 TESYS D CONTROL & PROTECTION, TERMINAL BLOCKS, THERMAL MANGEMENT
LA5FF431 | CONTACTS SET LA5F 3P FOR LC1F115 | 7173100 | 6521000 | #REF! | Truc | 3.1 TESYS D CONTROL & PROTECTION, TERMINAL BLOCKS, THERMAL MANGEMENT
LA5FF441 | CONTACTS SET LA5F 4P FOR LC1F115 | 8299500 | 7545000 | #REF! | Truc | 3.1 TESYS D CONTROL & PROTECTION, TERMINAL BLOCKS, THERMAL MANGEMENT
LA5FG431 | CONTACTS SET LA5F 3P FOR LC1F185 | 11309100 | 10281000 | #REF! | Truc | 3.1 TESYS D CONTROL & PROTECTION, TERMINAL BLOCKS, THERMAL MANGEMENT
LA5FG441 | CONTACTS SET LA5F 4P FOR LC1F185 | 9578800 | 8708000 | #REF! | Truc | 3.1 TESYS D CONTROL & PROTECTION, TERMINAL BLOCKS, THERMAL MANGEMENT
LA6DK10B | LATCH BLK OLD LC1/LP1 D09-D65 24V | 2277000 | 2070000 | #REF! | Truc | 3.1 TESYS D CONTROL & PROTECTION, TERMINAL BLOCKS, THERMAL MANGEMENT
LA6DK10M | LATCH BLK OLD LC1/LP1 D09-D65 240V | 2150500 | 1955000 | #REF! | Truc | 3.1 TESYS D CONTROL & PROTECTION, TERMINAL BLOCKS, THERMAL MANGEMENT
LA6DK20B | LATCH BLK LC1/LP1 D80-D150 24V | 2520100 | 2291000 | #REF! | Truc | 3.1 TESYS D CONTROL & PROTECTION, TERMINAL BLOCKS, THERMAL MANGEMENT
LA6DK20E | AUXILIARY LATCH BLOCK 42/48V AC/DC | 2520100 | 2291000 | #REF! | Truc | 3.1 TESYS D CONTROL & PROTECTION, TERMINAL BLOCKS, THERMAL MANGEMENT
LA6DK20F | LATCH BLK LC1/LP1 D80-D150 110V | 2520100 | 2291000 | #REF! | Truc | 3.1 TESYS D CONTROL & PROTECTION, TERMINAL BLOCKS, THERMAL MANGEMENT
LA6DK20M | LATCH 240V LC1/LP1 D80-D150 AC | 1763300 | 1603000 | #REF! | Truc | 3.1 TESYS D CONTROL & PROTECTION, TERMINAL BLOCKS, THERMAL MANGEMENT
LA7D03M | REMOTE TRIPPING DEVICES | 3021700 | 2747000 | #REF! | Truc | 3.1 TESYS D CONTROL & PROTECTION, TERMINAL BLOCKS, THERMAL MANGEMENT
LA7D1020 | ADAPTOR THERMAL RELAYS | 377300 | 343000 | #REF! | Truc | 3.1 TESYS D CONTROL & PROTECTION, TERMINAL BLOCKS, THERMAL MANGEMENT
LA7D305 | RESET CONTROL FLEXIBLE CABLE UP TO 65A | 4096400 | 3724000 | #REF! | Truc | 3.1 TESYS D CONTROL & PROTECTION, TERMINAL BLOCKS, THERMAL MANGEMENT
LA7D3058 | ADAPTER TERMINAL | 1496000 | 1360000 | #REF! | Truc | 3.1 TESYS D CONTROL & PROTECTION, TERMINAL BLOCKS, THERMAL MANGEMENT
LA7D3064 | TERMINAL BLOCK | 1428900 | 1299000 | #REF! | Truc | 3.1 TESYS D CONTROL & PROTECTION, TERMINAL BLOCKS, THERMAL MANGEMENT
LA7F406 | CONNECTING ACCESSORY | 4087600 | 3716000 | #REF! | Truc | 3.1 TESYS D CONTROL & PROTECTION, TERMINAL BLOCKS, THERMAL MANGEMENT
LA7F702 | 3 POLE PROTECTIVE COVER | 1857900 | 1689000 | #REF! | Truc | 3.1 TESYS D CONTROL & PROTECTION, TERMINAL BLOCKS, THERMAL MANGEMENT
LA7F902 | MOUNTING PLATE FOR LR9F | 2371600 | 2156000 | #REF! | Truc | 3.1 TESYS D CONTROL & PROTECTION, TERMINAL BLOCKS, THERMAL MANGEMENT
LA7K0064 | BASE PLATE | 338800 | 308000 | #REF! | Truc | 3.1 TESYS D CONTROL & PROTECTION, TERMINAL BLOCKS, THERMAL MANGEMENT
LA9D09978 | INTERLOCK FOR CONT 9-25 | 409200 | 372000 | #REF! | Truc | 3.1 TESYS D CONTROL & PROTECTION, TERMINAL BLOCKS, THERMAL MANGEMENT
LA9D09981 | BASE PLATE | 364100 | 331000 | #REF! | Truc | 3.1 TESYS D CONTROL & PROTECTION, TERMINAL BLOCKS, THERMAL MANGEMENT
LA9D11502 | INTERLOCK FOR D115/150 | 1395900 | 1269000 | #REF! | Truc | 3.1 TESYS D CONTROL & PROTECTION, TERMINAL BLOCKS, THERMAL MANGEMENT
LA9D115503 | SET OF 2 TERMINALS BLOCK | 928400 | 844000 | #REF! | Truc | 3.1 TESYS D CONTROL & PROTECTION, TERMINAL BLOCKS, THERMAL MANGEMENT
LA9D115603 | SET OF 2 TERMINALS BLOCK | 938300 | 853000 | #REF! | Truc | 3.1 TESYS D CONTROL & PROTECTION, TERMINAL BLOCKS, THERMAL MANGEMENT
LA9D115604 | SET OF 2 TERMINALS BLOCKS | 928400 | 844000 | #REF! | Truc | 3.1 TESYS D CONTROL & PROTECTION, TERMINAL BLOCKS, THERMAL MANGEMENT
LA9D11569 | CONNECTION | 6912400 | 6284000 | #REF! | Truc | 3.1 TESYS D CONTROL & PROTECTION, TERMINAL BLOCKS, THERMAL MANGEMENT
LA9D11570 | CONNECTION | 5408700 | 4917000 | #REF! | Truc | 3.1 TESYS D CONTROL & PROTECTION, TERMINAL BLOCKS, THERMAL MANGEMENT
LA9D115703 | SET OF 6 SHROUDS | 943800 | 858000 | #REF! | Truc | 3.1 TESYS D CONTROL & PROTECTION, TERMINAL BLOCKS, THERMAL MANGEMENT
LA9D115704 | SET OF 8 SHROUDS | 1299100 | 1181000 | #REF! | Truc | 3.1 TESYS D CONTROL & PROTECTION, TERMINAL BLOCKS, THERMAL MANGEMENT
LA9D1263 | PARALLEL CONNECTOR OF 4P FOR D09-D38 | 303600 | 276000 | #REF! | Truc | 3.1 TESYS D CONTROL & PROTECTION, TERMINAL BLOCKS, THERMAL MANGEMENT
LA9D15017 | STAR DELTA CONNECTION | 5571500 | 5065000 | #REF! | Truc | 3.1 TESYS D CONTROL & PROTECTION, TERMINAL BLOCKS, THERMAL MANGEMENT
LA9D2561 | CONNECTION | 258500 | 235000 | #REF! | Truc | 3.1 TESYS D CONTROL & PROTECTION, TERMINAL BLOCKS, THERMAL MANGEMENT
LA9D3260 | TERMINAL ADAPTOR | 376200 | 342000 | #REF! | Truc | 3.1 TESYS D CONTROL & PROTECTION, TERMINAL BLOCKS, THERMAL MANGEMENT
LA9D4002 | INTERLOCK FOR CONT 40-65 | 964700 | 877000 | #REF! | Truc | 3.1 TESYS D CONTROL & PROTECTION, TERMINAL BLOCKS, THERMAL MANGEMENT
LA9D6569 | REVERS KIT FOR OLD D40-65 | 1642300 | 1493000 | #REF! | Truc | 3.1 TESYS D CONTROL & PROTECTION, TERMINAL BLOCKS, THERMAL MANGEMENT
LA9D8002 | INTERLOCK FOR CONT 80 | 845900 | 769000 | #REF! | Truc | 3.1 TESYS D CONTROL & PROTECTION, TERMINAL BLOCKS, THERMAL MANGEMENT
LA9D8017 | STAR DELTA KIT FOR LC1D80 | 6360200 | 5782000 | #REF! | Truc | 3.1 TESYS D CONTROL & PROTECTION, TERMINAL BLOCKS, THERMAL MANGEMENT
LA9D8067 | CONTROL CIRCUIT FROM MAIN | 115500 | 105000 | #REF! | Truc | 3.1 TESYS D CONTROL & PROTECTION, TERMINAL BLOCKS, THERMAL MANGEMENT
LA9D80962 | CONNECTIONS 3P D80/D95 | 881100 | 801000 | #REF! | Truc | 3.1 TESYS D CONTROL & PROTECTION, TERMINAL BLOCKS, THERMAL MANGEMENT
LA9D80963 | CONNECTIONS 4P D80/D95 | 845900 | 769000 | #REF! | Truc | 3.1 TESYS D CONTROL & PROTECTION, TERMINAL BLOCKS, THERMAL MANGEMENT
LA9D901 | LEAD SEALING DEVICE | 60500 | 55000 | #REF! | Truc | 3.1 TESYS D CONTROL & PROTECTION, TERMINAL BLOCKS, THERMAL MANGEMENT
LA9D925 | SIGNALING LIGHT | 1169300 | 1063000 | #REF! | Truc | 3.1 TESYS D CONTROL & PROTECTION, TERMINAL BLOCKS, THERMAL MANGEMENT
LA9E07 | MODULAR COVER | 140800 | 128000 | #REF! | Truc | 3.1 TESYS D CONTROL & PROTECTION, TERMINAL BLOCKS, THERMAL MANGEMENT
LA9F103 | TERMINALS BLOCK | 2834700 | 2577000 | #REF! | Truc | 3.1 TESYS D CONTROL & PROTECTION, TERMINAL BLOCKS, THERMAL MANGEMENT
LA9F22576 | CONNECTIONS | 4785000 | 4350000 | #REF! | Truc | 3.1 TESYS D CONTROL & PROTECTION, TERMINAL BLOCKS, THERMAL MANGEMENT
LA9F22577 | CONNECTION | 10513800 | 9558000 | #REF! | Truc | 3.1 TESYS D CONTROL & PROTECTION, TERMINAL BLOCKS, THERMAL MANGEMENT
LA9F702 | COVAR FOR FG 3P | 1299100 | 1181000 | #REF! | Truc | 3.1 TESYS D CONTROL & PROTECTION, TERMINAL BLOCKS, THERMAL MANGEMENT
LA9F703 | COVAR FOR FH FJ FK 3P | 1885400 | 1714000 | #REF! | Truc | 3.1 TESYS D CONTROL & PROTECTION, TERMINAL BLOCKS, THERMAL MANGEMENT
LA9F706 | COVAR FOR FF 4P | 2096600 | 1906000 | #REF! | Truc | 3.1 TESYS D CONTROL & PROTECTION, TERMINAL BLOCKS, THERMAL MANGEMENT
LA9FF4F | INTERLOCK VERTICAL | 2510200 | 2282000 | #REF! | Truc | 3.1 TESYS D CONTROL & PROTECTION, TERMINAL BLOCKS, THERMAL MANGEMENT
LA9FF601 | CONNECTION | 451000 | 410000 | #REF! | Truc | 3.1 TESYS D CONTROL & PROTECTION, TERMINAL BLOCKS, THERMAL MANGEMENT
LA9FF970 | INTERLOCK | 690800 | 628000 | #REF! | Truc | 3.1 TESYS D CONTROL & PROTECTION, TERMINAL BLOCKS, THERMAL MANGEMENT
LA9FG4F | INTERLOCK VERTICAL | 2487100 | 2261000 | #REF! | Truc | 3.1 TESYS D CONTROL & PROTECTION, TERMINAL BLOCKS, THERMAL MANGEMENT
LA9FG4G | INTERLOCK VERTICAL | 2594900 | 2359000 | #REF! | Truc | 3.1 TESYS D CONTROL & PROTECTION, TERMINAL BLOCKS, THERMAL MANGEMENT
LA9FG970 | INTERLOCK | 1133000 | 1030000 | #REF! | Truc | 3.1 TESYS D CONTROL & PROTECTION, TERMINAL BLOCKS, THERMAL MANGEMENT
LA9FG980 | CONNECTION | 1245200 | 1132000 | #REF! | Truc | 3.1 TESYS D CONTROL & PROTECTION, TERMINAL BLOCKS, THERMAL MANGEMENT
LA9FH601 | CONNECTION | 514800 | 468000 | #REF! | Truc | 3.1 TESYS D CONTROL & PROTECTION, TERMINAL BLOCKS, THERMAL MANGEMENT
LA9FH610 | CONNECTION | 5390000 | 4900000 | #REF! | Truc | 3.1 TESYS D CONTROL & PROTECTION, TERMINAL BLOCKS, THERMAL MANGEMENT
LA9FH976 | CONNECTION | 4875200 | 4432000 | #REF! | Truc | 3.1 TESYS D CONTROL & PROTECTION, TERMINAL BLOCKS, THERMAL MANGEMENT
LA9FH982 | CONNECTION | 2681800 | 2438000 | #REF! | Truc | 3.1 TESYS D CONTROL & PROTECTION, TERMINAL BLOCKS, THERMAL MANGEMENT
LA9FJ4J | INTERLOCK VERTICAL | 5168900 | 4699000 | #REF! | Truc | 3.1 TESYS D CONTROL & PROTECTION, TERMINAL BLOCKS, THERMAL MANGEMENT
LA9FJ970 | INTERLOCK FOR CONTACTOR | 1214400 | 1104000 | #REF! | Truc | 3.1 TESYS D CONTROL & PROTECTION, TERMINAL BLOCKS, THERMAL MANGEMENT
LA9FJ976 | CONNECTIONS | 4622200 | 4202000 | #REF! | Truc | 3.1 TESYS D CONTROL & PROTECTION, TERMINAL BLOCKS, THERMAL MANGEMENT
LA9FJ982 | CONNECTION | 2830300 | 2573000 | #REF! | Truc | 3.1 TESYS D CONTROL & PROTECTION, TERMINAL BLOCKS, THERMAL MANGEMENT
LA9FK4J | INTERLOCK VERTICAL | 5165600 | 4696000 | #REF! | Truc | 3.1 TESYS D CONTROL & PROTECTION, TERMINAL BLOCKS, THERMAL MANGEMENT
LA9FK4K4K | VERTICAL INTERLOCK | 13451900 | 12229000 | #REF! | Truc | 3.1 TESYS D CONTROL & PROTECTION, TERMINAL BLOCKS, THERMAL MANGEMENT
LA9FL970 | CONNECTIONS | 6343700 | 5767000 | #REF! | Truc | 3.1 TESYS D CONTROL & PROTECTION, TERMINAL BLOCKS, THERMAL MANGEMENT
LA9FL976 | CONNECTIONS | 26541900 | 24129000 | #REF! | Truc | 3.1 TESYS D CONTROL & PROTECTION, TERMINAL BLOCKS, THERMAL MANGEMENT
LA9LB920 | LIMITEUR | 8354500 | 7595000 | #REF! | Truc | 3.1 TESYS D CONTROL & PROTECTION, TERMINAL BLOCKS, THERMAL MANGEMENT
LA9ZA32427 | PLATE LUB 32A 45X200 IEC/UL | 4667300 | 4243000 | #REF! | Truc | 3.1 TESYS D CONTROL & PROTECTION, TERMINAL BLOCKS, THERMAL MANGEMENT
LA9ZA32434 | PLATE GV2 32A 45X200 IEC/UL | 6569200 | 5972000 | #REF! | Truc | 3.1 TESYS D CONTROL & PROTECTION, TERMINAL BLOCKS, THERMAL MANGEMENT
LA9ZA32442 | PLATE GV2 32A 54X200 IEC/UL | 8452400 | 7684000 | #REF! | Truc | 3.1 TESYS D CONTROL & PROTECTION, TERMINAL BLOCKS, THERMAL MANGEMENT
LA9ZA32443 | PLATE GV2 32A 63X200 IEC/UL | 9142100 | 8311000 | #REF! | Truc | 3.1 TESYS D CONTROL & PROTECTION, TERMINAL BLOCKS, THERMAL MANGEMENT
LA9ZA32621 | PLATE GV2 25A 45X200 IEC/UL | 6220500 | 5655000 | #REF! | Truc | 3.1 TESYS D CONTROL & PROTECTION, TERMINAL BLOCKS, THERMAL MANGEMENT
LA9ZA32622 | PLATE GV2 25A 90X200 IEC/UL | 10797600 | 9816000 | #REF! | Truc | 3.1 TESYS D CONTROL & PROTECTION, TERMINAL BLOCKS, THERMAL MANGEMENT
LA9ZA32623 | PLATE GV2 32A 90X200 IEC/UL | 10807500 | 9825000 | #REF! | Truc | 3.1 TESYS D CONTROL & PROTECTION, TERMINAL BLOCKS, THERMAL MANGEMENT
LA9ZA32624 | PLATE GV3 63A 54X200 IEC/UL | 10631500 | 9665000 | #REF! | Truc | 3.1 TESYS D CONTROL & PROTECTION, TERMINAL BLOCKS, THERMAL MANGEMENT
LA9ZA32626 | PLATE GV3 63A 117X260 IEC/UL | 18268800 | 16608000 | #REF! | Truc | 3.1 TESYS D CONTROL & PROTECTION, TERMINAL BLOCKS, THERMAL MANGEMENT
LA9ZX01131 | BUSBAR SUPPORT 4P END COVERS | 2659800 | 2418000 | #REF! | Truc | 3.1 TESYS D CONTROL & PROTECTION, TERMINAL BLOCKS, THERMAL MANGEMENT
LA9ZX01243 | CONNECTORS PLATE 3P 120MM2 IEC/UL | 7586700 | 6897000 | #REF! | Truc | 3.1 TESYS D CONTROL & PROTECTION, TERMINAL BLOCKS, THERMAL MANGEMENT
LA9ZX01244 | 1M BUSBAR COVER 5MM | 2959000 | 2690000 | #REF! | Truc | 3.1 TESYS D CONTROL & PROTECTION, TERMINAL BLOCKS, THERMAL MANGEMENT
LA9ZX01245 | 1M BUSBAR COVER 10MM | 3201000 | 2910000 | #REF! | Truc | 3.1 TESYS D CONTROL & PROTECTION, TERMINAL BLOCKS, THERMAL MANGEMENT
LA9ZX01285 | CONNECTOR 1P 35MM2 FOR 5MM BUSBAR | 303600 | 276000 | #REF! | Truc | 3.1 TESYS D CONTROL & PROTECTION, TERMINAL BLOCKS, THERMAL MANGEMENT
LA9ZX01413 | COVER 3P FOR CONNECTORS UP TO 70MM2 | 1454200 | 1322000 | #REF! | Truc | 3.1 TESYS D CONTROL & PROTECTION, TERMINAL BLOCKS, THERMAL MANGEMENT
LA9ZX01485 | SUPPORT 4P FOR 60 INTERAXIS BUSBAR IEC | 3383600 | 3076000 | #REF! | Truc | 3.1 TESYS D CONTROL & PROTECTION, TERMINAL BLOCKS, THERMAL MANGEMENT
LA9ZX01563 | SPRING TERM 3P CONNECT MOD 16MM2 IEC/UL | 4350500 | 3955000 | #REF! | Truc | 3.1 TESYS D CONTROL & PROTECTION, TERMINAL BLOCKS, THERMAL MANGEMENT
LA9ZX01573 | BUSBAR SUPPORT 3P END COVERS | 789800 | 718000 | #REF! | Truc | 3.1 TESYS D CONTROL & PROTECTION, TERMINAL BLOCKS, THERMAL MANGEMENT
LAD22 | LEGEND SHEET OF 112 (8x12) LADN LRD LADT | 276100 | 251000 | #REF! | Truc | 3.1 TESYS D CONTROL & PROTECTION, TERMINAL BLOCKS, THERMAL MANGEMENT
LAD31 | PLATE | 146300 | 133000 | #REF! | Truc | 3.1 TESYS D CONTROL & PROTECTION, TERMINAL BLOCKS, THERMAL MANGEMENT
LAD324 | SPLITTER BLOCK | 2919400 | 2654000 | #REF! | Truc | 3.1 TESYS D CONTROL & PROTECTION, TERMINAL BLOCKS, THERMAL MANGEMENT
LAD4BB | ADAPT:OR FOR EXISTING WIRING FOR D09-D38 | 531300 | 483000 | #REF! | Truc | 3.1 TESYS D CONTROL & PROTECTION, TERMINAL BLOCKS, THERMAL MANGEMENT
LAD4D3U | D40A-D65A FLYWHEEL DIODE 24-250V DC SUP | 321200 | 292000 | #REF! | Truc | 3.1 TESYS D CONTROL & PROTECTION, TERMINAL BLOCKS, THERMAL MANGEMENT
LAD4DDL | FREE WHEELING DIODE 24-250VAC D09-D38 | 189200 | 172000 | #REF! | Truc | 3.1 TESYS D CONTROL & PROTECTION, TERMINAL BLOCKS, THERMAL MANGEMENT
LAD4RC3G | D40A-D65A RC 50-127VAC SUPPRESSOR | 321200 | 292000 | #REF! | Truc | 3.1 TESYS D CONTROL & PROTECTION, TERMINAL BLOCKS, THERMAL MANGEMENT
LAD4RC3U | D40A-D65A RC 110-240VAC SUPPRESSOR | 321200 | 292000 | #REF! | Truc | 3.1 TESYS D CONTROL & PROTECTION, TERMINAL BLOCKS, THERMAL MANGEMENT
LAD4RCG | CONTACTS BLOCK | 237600 | 216000 | #REF! | Truc | 3.1 TESYS D CONTROL & PROTECTION, TERMINAL BLOCKS, THERMAL MANGEMENT
LAD4T3R | D40A-D65A BIDIRECT DIODE 251-440 VAC/DC | 281600 | 256000 | #REF! | Truc | 3.1 TESYS D CONTROL & PROTECTION, TERMINAL BLOCKS, THERMAL MANGEMENT
LAD4TB | BIDIRECTIONAL DIODE 24VAC DOR D09-D38 | 451000 | 410000 | #REF! | Truc | 3.1 TESYS D CONTROL & PROTECTION, TERMINAL BLOCKS, THERMAL MANGEMENT
LAD4TBDL | BIDIRECTIONAL DIODE 24VDC DOR D09-D38 | 74800 | 68000 | #REF! | Truc | 3.1 TESYS D CONTROL & PROTECTION, TERMINAL BLOCKS, THERMAL MANGEMENT
LAD4TGDL | SUPPRESSOR BLOCK | 139700 | 127000 | #REF! | Truc | 3.1 TESYS D CONTROL & PROTECTION, TERMINAL BLOCKS, THERMAL MANGEMENT
LAD4TUDL | SUPPRESSOR BLOCK | 139700 | 127000 | #REF! | Truc | 3.1 TESYS D CONTROL & PROTECTION, TERMINAL BLOCKS, THERMAL MANGEMENT
LAD4V3E | D40A-D65A VARISTOR 24-48VAC/DC SUPPRES | 165000 | 150000 | #REF! | Truc | 3.1 TESYS D CONTROL & PROTECTION, TERMINAL BLOCKS, THERMAL MANGEMENT
LAD4V3G | D40A-D65A VARISTOR 50-127VAC/DC SUPPRES | 353100 | 321000 | #REF! | Truc | 3.1 TESYS D CONTROL & PROTECTION, TERMINAL BLOCKS, THERMAL MANGEMENT
LAD4V3U | D40A-D65A VARISTOR 110-250VAC/DC SUPPRES | 353100 | 321000 | #REF! | Truc | 3.1 TESYS D CONTROL & PROTECTION, TERMINAL BLOCKS, THERMAL MANGEMENT
LAD4VG | CONTACTS BLOCK | 172700 | 157000 | #REF! | Truc | 3.1 TESYS D CONTROL & PROTECTION, TERMINAL BLOCKS, THERMAL MANGEMENT
LAD5C11 | CONNECTION MODULE D09-D32 NON REVERSING | 3241700 | 2947000 | #REF! | Truc | 3.1 TESYS D CONTROL & PROTECTION, TERMINAL BLOCKS, THERMAL MANGEMENT
LAD6K10B | LATCH BLK LC1 D09-D65A 24V | 2459600 | 2236000 | #REF! | Truc | 3.1 TESYS D CONTROL & PROTECTION, TERMINAL BLOCKS, THERMAL MANGEMENT
LAD6K10E | LATCH BLK LC1 D09-D65A 42V | 2459600 | 2236000 | #REF! | Truc | 3.1 TESYS D CONTROL & PROTECTION, TERMINAL BLOCKS, THERMAL MANGEMENT
LAD6K10F | LATCH BLK LC1 D09-D65A 110V | 2459600 | 2236000 | #REF! | Truc | 3.1 TESYS D CONTROL & PROTECTION, TERMINAL BLOCKS, THERMAL MANGEMENT
LAD6K10K | ACCROCH.MEC 100VACDC | 2459600 | 2236000 | #REF! | Truc | 3.1 TESYS D CONTROL & PROTECTION, TERMINAL BLOCKS, THERMAL MANGEMENT
LAD6K10M | LATCH BLK LC1 D09-D65A 240V | 2459600 | 2236000 | #REF! | Truc | 3.1 TESYS D CONTROL & PROTECTION, TERMINAL BLOCKS, THERMAL MANGEMENT
LAD703B | REMOTE TRIPPING 24V50/60H | 2047100 | 1861000 | #REF! | Truc | 3.1 TESYS D CONTROL & PROTECTION, TERMINAL BLOCKS, THERMAL MANGEMENT
LAD7305 | ELECTRICAL RESET DEVICES | 6557100 | 5961000 | #REF! | Truc | 3.1 TESYS D CONTROL & PROTECTION, TERMINAL BLOCKS, THERMAL MANGEMENT
LAD7B10 | TERMINAL BLOCK | 330000 | 300000 | #REF! | Truc | 3.1 TESYS D CONTROL & PROTECTION, TERMINAL BLOCKS, THERMAL MANGEMENT
LAD7B106 | TERMINAL BLOCK | 380600 | 346000 | #REF! | Truc | 3.1 TESYS D CONTROL & PROTECTION, TERMINAL BLOCKS, THERMAL MANGEMENT
LAD7B205 | TERMINAL BLOCK TESYS LRD CL20 0,4A - 32A | 380600 | 346000 | #REF! | Truc | 3.1 TESYS D CONTROL & PROTECTION, TERMINAL BLOCKS, THERMAL MANGEMENT
LAD7C1 | WIRING KIT T1 | 432300 | 393000 | #REF! | Truc | 3.1 TESYS D CONTROL & PROTECTION, TERMINAL BLOCKS, THERMAL MANGEMENT
LAD7C2 | WIRING KIT T2 | 432300 | 393000 | #REF! | Truc | 3.1 TESYS D CONTROL & PROTECTION, TERMINAL BLOCKS, THERMAL MANGEMENT
LAD7X3 | RETROFIT MOUNTING PLATE (GV3 | 448800 | 408000 | #REF! | Truc | 3.1 TESYS D CONTROL & PROTECTION, TERMINAL BLOCKS, THERMAL MANGEMENT
LAD8N206 | CONTACTS BLOCK | 235400 | 214000 | #REF! | Truc | 3.1 TESYS D CONTROL & PROTECTION, TERMINAL BLOCKS, THERMAL MANGEMENT
LAD912GV | MOUNTING KIT | 3766400 | 3424000 | #REF! | Truc | 3.1 TESYS D CONTROL & PROTECTION, TERMINAL BLOCKS, THERMAL MANGEMENT
LAD93217 | MOUNTING KIT | 3689400 | 3354000 | #REF! | Truc | 3.1 TESYS D CONTROL & PROTECTION, TERMINAL BLOCKS, THERMAL MANGEMENT
LAD93218 | MOUNTING KIT | 2176900 | 1979000 | #REF! | Truc | 3.1 TESYS D CONTROL & PROTECTION, TERMINAL BLOCKS, THERMAL MANGEMENT
LAD96560 | D40A-D65A EVERLINK TERMINAL BLOCK 3P | 1281500 | 1165000 | #REF! | Truc | 3.1 TESYS D CONTROL & PROTECTION, TERMINAL BLOCKS, THERMAL MANGEMENT
LAD9R1 | REVERSING SWITCH KIT | 961400 | 874000 | #REF! | Truc | 3.1 TESYS D CONTROL & PROTECTION, TERMINAL BLOCKS, THERMAL MANGEMENT
LAD9R1V | REVERSING SWITCH KIT | 961400 | 874000 | #REF! | Truc | 3.1 TESYS D CONTROL & PROTECTION, TERMINAL BLOCKS, THERMAL MANGEMENT
LAD9R3 | LC1D40A-D65A REVERSOR KIT | 1295800 | 1178000 | #REF! | Truc | 3.1 TESYS D CONTROL & PROTECTION, TERMINAL BLOCKS, THERMAL MANGEMENT
LAD9SD3 | LC1D40A-65A STAR-DELTA KIT | 4022700 | 3657000 | #REF! | Truc | 3.1 TESYS D CONTROL & PROTECTION, TERMINAL BLOCKS, THERMAL MANGEMENT
LAD9SD3S | D40A A D65A STAR SHUNT | 517000 | 470000 | #REF! | Truc | 3.1 TESYS D CONTROL & PROTECTION, TERMINAL BLOCKS, THERMAL MANGEMENT
LAD9V1 | ELECTRICAL INTERLOCK KIT | 548900 | 499000 | #REF! | Truc | 3.1 TESYS D CONTROL & PROTECTION, TERMINAL BLOCKS, THERMAL MANGEMENT
LAD9V10 | UPSTREAM BUS BAR SPRING | 2202200 | 2002000 | #REF! | Truc | 3.1 TESYS D CONTROL & PROTECTION, TERMINAL BLOCKS, THERMAL MANGEMENT
LAD9V11 | DOWNSTREAM BUS BAR SPRING | 2202200 | 2002000 | #REF! | Truc | 3.1 TESYS D CONTROL & PROTECTION, TERMINAL BLOCKS, THERMAL MANGEMENT
LADC22 | CONTACTS BLOCK | 508200 | 462000 | #REF! | Truc | 3.1 TESYS D CONTROL & PROTECTION, TERMINAL BLOCKS, THERMAL MANGEMENT
LADC226 | CONTACTS BLOCK | 618200 | 562000 | #REF! | Truc | 3.1 TESYS D CONTROL & PROTECTION, TERMINAL BLOCKS, THERMAL MANGEMENT
LADN116 | CONTACTS BLOCK | 342100 | 311000 | #REF! | Truc | 3.1 TESYS D CONTROL & PROTECTION, TERMINAL BLOCKS, THERMAL MANGEMENT
LADN11G | CONTACTS BLOCK | 268400 | 244000 | #REF! | Truc | 3.1 TESYS D CONTROL & PROTECTION, TERMINAL BLOCKS, THERMAL MANGEMENT
LADN223 | CONTACTS BLOCK | 2234100 | 2031000 | #REF! | Truc | 3.1 TESYS D CONTROL & PROTECTION, TERMINAL BLOCKS, THERMAL MANGEMENT
LADN226 | CONTACTS BLOCK | 480700 | 437000 | #REF! | Truc | 3.1 TESYS D CONTROL & PROTECTION, TERMINAL BLOCKS, THERMAL MANGEMENT
LADN22G | CONTACTS BLOCK | 377300 | 343000 | #REF! | Truc | 3.1 TESYS D CONTROL & PROTECTION, TERMINAL BLOCKS, THERMAL MANGEMENT
LADN22S | AUXILIARY CONTACT BLOCK TESYS D (2NO-2NC | 436700 | 397000 | #REF! | Truc | 3.1 TESYS D CONTROL & PROTECTION, TERMINAL BLOCKS, THERMAL MANGEMENT
LADN313 | CONTACTS BLOCK | 2059200 | 1872000 | #REF! | Truc | 3.1 TESYS D CONTROL & PROTECTION, TERMINAL BLOCKS, THERMAL MANGEMENT
LADN403 | BLOC CONT 4F FRONTAL RES | 2437600 | 2216000 | #REF! | Truc | 3.1 TESYS D CONTROL & PROTECTION, TERMINAL BLOCKS, THERMAL MANGEMENT
LADN406 | CONTACTS BLOCK | 647900 | 589000 | #REF! | Truc | 3.1 TESYS D CONTROL & PROTECTION, TERMINAL BLOCKS, THERMAL MANGEMENT
LADR06 | CONTACTS BLOCK | 996600 | 906000 | #REF! | Truc | 3.1 TESYS D CONTROL & PROTECTION, TERMINAL BLOCKS, THERMAL MANGEMENT
LADR26 | CONTACTS BLOCK | 996600 | 906000 | #REF! | Truc | 3.1 TESYS D CONTROL & PROTECTION, TERMINAL BLOCKS, THERMAL MANGEMENT
LADT03 | CONTACTS BLOCK | 1773200 | 1612000 | #REF! | Truc | 3.1 TESYS D CONTROL & PROTECTION, TERMINAL BLOCKS, THERMAL MANGEMENT
LADT26 | CONTACTS BLOCK | 1480600 | 1346000 | #REF! | Truc | 3.1 TESYS D CONTROL & PROTECTION, TERMINAL BLOCKS, THERMAL MANGEMENT
LADT9R1V | REVERSING SWITCH KIT | 1767700 | 1607000 | #REF! | Truc | 3.1 TESYS D CONTROL & PROTECTION, TERMINAL BLOCKS, THERMAL MANGEMENT
LAEP12 | SET OF POWER CONNECTIONS TESYS E 18 25 | 240900 | 219000 | #REF! | Truc | 2.7 EASYPACT TVS
LAEP3 | SET OF POWER CONNECTIONS EasyPact TVS | 1325500 | 1205000 | #REF! | Truc | 2.7 EASYPACT TVS
LAEP4 | SET OF POWER CONNECTIONS EasyPact TVS | 1731400 | 1574000 | #REF! | Truc | 2.7 EASYPACT TVS
LAEX12F5 | COIL 110 VAC 50HZ SPARE PART LC1E25 | 206800 | 188000 | #REF! | Truc | 2.7 EASYPACT TVS
LAEX1B5 | COIL 24VAC 50HZ SPARE PART LC1E06-18 | 187000 | 170000 | #REF! | Truc | 2.7 EASYPACT TVS
LAEX1F5 | COIL 110 VAC 50HZ SPARE PART LC1E06-18 | 194700 | 177000 | #REF! | Truc | 2.7 EASYPACT TVS
LAEX1M5 | COIL 220VAC 50HZ SPARE PART | 191400 | 174000 | #REF! | Truc | 2.7 EASYPACT TVS
LAZR90M | DAMPING DEVICE | 16342700 | 14857000 | #REF! | Truc | 3.1 TESYS D CONTROL & PROTECTION, TERMINAL BLOCKS, THERMAL MANGEMENT
LB1LD03M55 | PROT MOD 3P 28TO40 MOTOR | 73368900 | 66699000 | #REF! | Truc | 3.1 TESYS D CONTROL & PROTECTION, TERMINAL BLOCKS, THERMAL MANGEMENT
LB1LD03M57 | PROT MOD 3P 35TO50 MOTOR | 73368900 | 66699000 | #REF! | Truc | 3.1 TESYS D CONTROL & PROTECTION, TERMINAL BLOCKS, THERMAL MANGEMENT
LB1LD03M61 | PROT MOD 3P 45TO63 MOTOR | 73368900 | 66699000 | #REF! | Truc | 3.1 TESYS D CONTROL & PROTECTION, TERMINAL BLOCKS, THERMAL MANGEMENT
LC1BL33M22 | CONTACTOR | 532277900 | 483889000 | #REF! | Truc | 3.1 TESYS D CONTROL & PROTECTION, TERMINAL BLOCKS, THERMAL MANGEMENT
LC1BM33Q22 | CONTACTOR | 534813400 | 486194000 | #REF! | Truc | 3.1 TESYS D CONTROL & PROTECTION, TERMINAL BLOCKS, THERMAL MANGEMENT
LC1BP31F22 | BAR CONTACTOR 1P 2000A AC-1 110VAC | 436531700 | 396847000 | #REF! | Truc | 3.1 TESYS D CONTROL & PROTECTION, TERMINAL BLOCKS, THERMAL MANGEMENT
LC1BP33F22 | BAR CONTACTOR 3P 800kW 110VAC | 779130000 | 708300000 | #REF! | Truc | 3.1 TESYS D CONTROL & PROTECTION, TERMINAL BLOCKS, THERMAL MANGEMENT
LC1BP33M13 | CONTACTOR | 686549600 | 624136000 | #REF! | Truc | 3.1 TESYS D CONTROL & PROTECTION, TERMINAL BLOCKS, THERMAL MANGEMENT
LC1BP33M22 | BAR CONTACTOR 3P 800kW 220VAC | 779130000 | 708300000 | #REF! | Truc | 3.1 TESYS D CONTROL & PROTECTION, TERMINAL BLOCKS, THERMAL MANGEMENT
LC1BP33Q22 | CONTACTOR | 779130000 | 708300000 | #REF! | Truc | 3.1 TESYS D CONTROL & PROTECTION, TERMINAL BLOCKS, THERMAL MANGEMENT
LC1BR33M22 | BAR CONTACTOR 3P 900kW 220VAC | 1063069700 | 966427000 | #REF! | Truc | 3.1 TESYS D CONTROL & PROTECTION, TERMINAL BLOCKS, THERMAL MANGEMENT
LC1BR33MD22 | CONTACTOR | 882587200 | 802352000 | #REF! | Truc | 3.1 TESYS D CONTROL & PROTECTION, TERMINAL BLOCKS, THERMAL MANGEMENT
LC1D093BD | 3P CONT 9A AC3 4KW 24VDC COIL SPRING | 2220900 | 2019000 | #REF! | Truc | 3.1 TESYS D CONTROL & PROTECTION, TERMINAL BLOCKS, THERMAL MANGEMENT
LC1D093BL | 3P CON 9A AC3 4KW 1NO 1NC 24VDC LC SPRIN | 2220900 | 2019000 | #REF! | Truc | 3.1 TESYS D CONTROL & PROTECTION, TERMINAL BLOCKS, THERMAL MANGEMENT
LC1D093FE7 | CONTACTOR | 1518000 | 1380000 | #REF! | Truc | 3.1 TESYS D CONTROL & PROTECTION, TERMINAL BLOCKS, THERMAL MANGEMENT
LC1D093P7 | CONTACTOR | 1518000 | 1380000 | #REF! | Truc | 3.1 TESYS D CONTROL & PROTECTION, TERMINAL BLOCKS, THERMAL MANGEMENT
LC1D096B7 | CONTACTOR | 960300 | 873000 | #REF! | Truc | 3.1 TESYS D CONTROL & PROTECTION, TERMINAL BLOCKS, THERMAL MANGEMENT
LC1D096BD | CONTACTOR | 3445200 | 3132000 | #REF! | Truc | 3.1 TESYS D CONTROL & PROTECTION, TERMINAL BLOCKS, THERMAL MANGEMENT
LC1D096BL | CONTACTOR | 1438800 | 1308000 | #REF! | Truc | 3.1 TESYS D CONTROL & PROTECTION, TERMINAL BLOCKS, THERMAL MANGEMENT
LC1D096F7 | Contactor TeSys D 3P AC3 9A 110VAC coil | 994400 | 904000 | #REF! | Truc | 3.1 TESYS D CONTROL & PROTECTION, TERMINAL BLOCKS, THERMAL MANGEMENT
LC1D096M7 | 3P CONT 9A AC3 4KW 1NO 1NC 220VAC LUGS | 994400 | 904000 | #REF! | Truc | 3.1 TESYS D CONTROL & PROTECTION, TERMINAL BLOCKS, THERMAL MANGEMENT
LC1D096Q7 | CONTACTOR | 994400 | 904000 | #REF! | Truc | 3.1 TESYS D CONTROL & PROTECTION, TERMINAL BLOCKS, THERMAL MANGEMENT
LC1D0986BLS207 | CONTACTOR TESYS LC1D 4P 2NO AND 2NC AC | 2418900 | 2199000 | #REF! | Truc | 3.1 TESYS D CONTROL & PROTECTION, TERMINAL BLOCKS, THERMAL MANGEMENT
LC1D098BL | 4P CONTACTOR 20A AC-1 (2NO 2NC) 24VDC LC | 1811700 | 1647000 | #REF! | Truc | 3.1 TESYS D CONTROL & PROTECTION, TERMINAL BLOCKS, THERMAL MANGEMENT
LC1D09C7 | 3P CONT 9A AC3 4KW 1NO 1NC 32VAC COIL | 994400 | 904000 | #REF! | Truc | 3.1 TESYS D CONTROL & PROTECTION, TERMINAL BLOCKS, THERMAL MANGEMENT
LC1D09CC7 | CONTACTOR | 1604900 | 1459000 | #REF! | Truc | 3.1 TESYS D CONTROL & PROTECTION, TERMINAL BLOCKS, THERMAL MANGEMENT
LC1D09G7 | 3P CONT 9A AC3 4KW 1NO 1NC 120VAC COIL | 1604900 | 1459000 | #REF! | Truc | 3.1 TESYS D CONTROL & PROTECTION, TERMINAL BLOCKS, THERMAL MANGEMENT
LC1D09L7 | CONTACTOR | 501600 | 456000 | #REF! | Truc | 3.1 TESYS D CONTROL & PROTECTION, TERMINAL BLOCKS, THERMAL MANGEMENT
LC1D09T7 | CONTACTOR | 1551000 | 1410000 | #REF! | Truc | 3.1 TESYS D CONTROL & PROTECTION, TERMINAL BLOCKS, THERMAL MANGEMENT
LC1D1150046P7 | CONTACTOR | 13360600 | 12146000 | #REF! | Truc | 3.1 TESYS D CONTROL & PROTECTION, TERMINAL BLOCKS, THERMAL MANGEMENT
LC1D1150046U7 | CONTACTOR 115A 4P 240V 50 60HZ | 13360600 | 12146000 | #REF! | Truc | 3.1 TESYS D CONTROL & PROTECTION, TERMINAL BLOCKS, THERMAL MANGEMENT
LC1D1156BD | CONTACTOR 115A 1F+1O 24V DC 3P+1F+1O CO | 8833000 | 8030000 | #REF! | Truc | 3.1 TESYS D CONTROL & PROTECTION, TERMINAL BLOCKS, THERMAL MANGEMENT
LC1D1156F7 | CONTACTOR 115A 1F+1O 110V50 60 3P+1O+1F | 8833000 | 8030000 | #REF! | Truc | 3.1 TESYS D CONTROL & PROTECTION, TERMINAL BLOCKS, THERMAL MANGEMENT
LC1D1156M7 | CONTACTOR | 8833000 | 8030000 | #REF! | Truc | 3.1 TESYS D CONTROL & PROTECTION, TERMINAL BLOCKS, THERMAL MANGEMENT
LC1D115E5 | CONTACTOR | 8081700 | 7347000 | #REF! | Truc | 3.1 TESYS D CONTROL & PROTECTION, TERMINAL BLOCKS, THERMAL MANGEMENT
LC1D115F5 | CONTACTOR | 8059700 | 7327000 | #REF! | Truc | 3.1 TESYS D CONTROL & PROTECTION, TERMINAL BLOCKS, THERMAL MANGEMENT
LC1D115F6 | CONTACTOR | 8957300 | 8143000 | #REF! | Truc | 3.1 TESYS D CONTROL & PROTECTION, TERMINAL BLOCKS, THERMAL MANGEMENT
LC1D115FE5 | CONTACTOR | 8028900 | 7299000 | #REF! | Truc | 3.1 TESYS D CONTROL & PROTECTION, TERMINAL BLOCKS, THERMAL MANGEMENT
LC1D115M5 | CONTACTOR | 8309400 | 7554000 | #REF! | Truc | 3.1 TESYS D CONTROL & PROTECTION, TERMINAL BLOCKS, THERMAL MANGEMENT
LC1D115Q5 | CONTACTOR | 8309400 | 7554000 | #REF! | Truc | 3.1 TESYS D CONTROL & PROTECTION, TERMINAL BLOCKS, THERMAL MANGEMENT
LC1D115U5 | CONTACTOR | 8309400 | 7554000 | #REF! | Truc | 3.1 TESYS D CONTROL & PROTECTION, TERMINAL BLOCKS, THERMAL MANGEMENT
LC1D115V5 | CONTACTOR | 8309400 | 7554000 | #REF! | Truc | 3.1 TESYS D CONTROL & PROTECTION, TERMINAL BLOCKS, THERMAL MANGEMENT
LC1D123BL | 3P CON 9A AC3 5.5KW 3P NO NC 24VDC LC SP | 1843600 | 1676000 | #REF! | Truc | 3.1 TESYS D CONTROL & PROTECTION, TERMINAL BLOCKS, THERMAL MANGEMENT
LC1D123E7 | CONTACTOR | 1843600 | 1676000 | #REF! | Truc | 3.1 TESYS D CONTROL & PROTECTION, TERMINAL BLOCKS, THERMAL MANGEMENT
LC1D123M7 | CONTACTOR | 2172500 | 1975000 | #REF! | Truc | 3.1 TESYS D CONTROL & PROTECTION, TERMINAL BLOCKS, THERMAL MANGEMENT
LC1D126BD | CONTACTOR | 2205500 | 2005000 | #REF! | Truc | 3.1 TESYS D CONTROL & PROTECTION, TERMINAL BLOCKS, THERMAL MANGEMENT
LC1D126BDS207 | CONTACTOR TESYS LC1D 3P AC3 440V 12 A CO | 2659800 | 2418000 | #REF! | Truc | 3.1 TESYS D CONTROL & PROTECTION, TERMINAL BLOCKS, THERMAL MANGEMENT
LC1D126F7 | CONTACTOR | 2130700 | 1937000 | #REF! | Truc | 3.1 TESYS D CONTROL & PROTECTION, TERMINAL BLOCKS, THERMAL MANGEMENT
LC1D126FD | CONTACTOR | 2130700 | 1937000 | #REF! | Truc | 3.1 TESYS D CONTROL & PROTECTION, TERMINAL BLOCKS, THERMAL MANGEMENT
LC1D126M7 | CONTACTOR | 968000 | 880000 | #REF! | Truc | 3.1 TESYS D CONTROL & PROTECTION, TERMINAL BLOCKS, THERMAL MANGEMENT
LC1D1286BDS207 | CONTACTOR CONTACTOR | 2659800 | 2418000 | #REF! | Truc | 3.1 TESYS D CONTROL & PROTECTION, TERMINAL BLOCKS, THERMAL MANGEMENT
LC1D128G7 | 4P CONT 25A AC-1 (2NO 2NC) 120VAC COIL | 935000 | 850000 | #REF! | Truc | 3.1 TESYS D CONTROL & PROTECTION, TERMINAL BLOCKS, THERMAL MANGEMENT
LC1D12C7 | CONTACTOR | 620400 | 564000 | #REF! | Truc | 3.1 TESYS D CONTROL & PROTECTION, TERMINAL BLOCKS, THERMAL MANGEMENT
LC1D12G7 | CONTACTOR CONTACTOR | 620400 | 564000 | #REF! | Truc | 3.1 TESYS D CONTROL & PROTECTION, TERMINAL BLOCKS, THERMAL MANGEMENT
LC1D1506F7 | CONTACTOR 150A 1F+1O 110V50 60 3P+1F+1O | 10711800 | 9738000 | #REF! | Truc | 3.1 TESYS D CONTROL & PROTECTION, TERMINAL BLOCKS, THERMAL MANGEMENT
LC1D1506M7 | CONTACTOR | 10711800 | 9738000 | #REF! | Truc | 3.1 TESYS D CONTROL & PROTECTION, TERMINAL BLOCKS, THERMAL MANGEMENT
LC1D1506MD | CONTACTOR | 16761800 | 15238000 | #REF! | Truc | 3.1 TESYS D CONTROL & PROTECTION, TERMINAL BLOCKS, THERMAL MANGEMENT
LC1D1506N7 | CONTACTOR 150A 1F+1O 415V50 60 3P+1F+1O | 10528100 | 9571000 | #REF! | Truc | 3.1 TESYS D CONTROL & PROTECTION, TERMINAL BLOCKS, THERMAL MANGEMENT
LC1D150FC7 | CONTACTOR | 9859300 | 8963000 | #REF! | Truc | 3.1 TESYS D CONTROL & PROTECTION, TERMINAL BLOCKS, THERMAL MANGEMENT
LC1D150G7 | CONTACTOR | 9859300 | 8963000 | #REF! | Truc | 3.1 TESYS D CONTROL & PROTECTION, TERMINAL BLOCKS, THERMAL MANGEMENT
LC1D183BD | CONTACTOR | 2302300 | 2093000 | #REF! | Truc | 3.1 TESYS D CONTROL & PROTECTION, TERMINAL BLOCKS, THERMAL MANGEMENT
LC1D183BL | CONT CONNEX DC 18A 24V LC WCOVER V.3 | 1628000 | 1480000 | #REF! | Truc | 3.1 TESYS D CONTROL & PROTECTION, TERMINAL BLOCKS, THERMAL MANGEMENT
LC1D183P7 | CONTACTOR | 2601500 | 2365000 | #REF! | Truc | 3.1 TESYS D CONTROL & PROTECTION, TERMINAL BLOCKS, THERMAL MANGEMENT
LC1D186BD | CONTACTOR | 1685200 | 1532000 | #REF! | Truc | 3.1 TESYS D CONTROL & PROTECTION, TERMINAL BLOCKS, THERMAL MANGEMENT
LC1D186BL | CONTACTOR | 1685200 | 1532000 | #REF! | Truc | 3.1 TESYS D CONTROL & PROTECTION, TERMINAL BLOCKS, THERMAL MANGEMENT
LC1D186E7 | CONTACTOR | 968000 | 880000 | #REF! | Truc | 3.1 TESYS D CONTROL & PROTECTION, TERMINAL BLOCKS, THERMAL MANGEMENT
LC1D186F7 | Contactor TeSys D 3P AC3 18A 110VAC | 968000 | 880000 | #REF! | Truc | 3.1 TESYS D CONTROL & PROTECTION, TERMINAL BLOCKS, THERMAL MANGEMENT
LC1D186FD | CONTACTOR | 1690700 | 1537000 | #REF! | Truc | 3.1 TESYS D CONTROL & PROTECTION, TERMINAL BLOCKS, THERMAL MANGEMENT
LC1D186M7 | CONTACTOR | 881100 | 801000 | #REF! | Truc | 3.1 TESYS D CONTROL & PROTECTION, TERMINAL BLOCKS, THERMAL MANGEMENT
LC1D18CD | CONTACTOR | 2932600 | 2666000 | #REF! | Truc | 3.1 TESYS D CONTROL & PROTECTION, TERMINAL BLOCKS, THERMAL MANGEMENT
LC1D18G7 | CONTACTOR CONTACTOR | 976800 | 888000 | #REF! | Truc | 3.1 TESYS D CONTROL & PROTECTION, TERMINAL BLOCKS, THERMAL MANGEMENT
LC1D253B7 | CONTACTOR | 2239600 | 2036000 | #REF! | Truc | 3.1 TESYS D CONTROL & PROTECTION, TERMINAL BLOCKS, THERMAL MANGEMENT
LC1D253BD | CONTACTOR | 2292400 | 2084000 | #REF! | Truc | 3.1 TESYS D CONTROL & PROTECTION, TERMINAL BLOCKS, THERMAL MANGEMENT
LC1D253BL | 3P CON 25A AC3 11KW 1NO 1NC 24VDC LC SPR | 2307800 | 2098000 | #REF! | Truc | 3.1 TESYS D CONTROL & PROTECTION, TERMINAL BLOCKS, THERMAL MANGEMENT
LC1D253F7 | CONTACTOR | 2317700 | 2107000 | #REF! | Truc | 3.1 TESYS D CONTROL & PROTECTION, TERMINAL BLOCKS, THERMAL MANGEMENT
LC1D253M7 | CONTACTOR | 2317700 | 2107000 | #REF! | Truc | 3.1 TESYS D CONTROL & PROTECTION, TERMINAL BLOCKS, THERMAL MANGEMENT
LC1D256BL | CONTACTOR | 3301100 | 3001000 | #REF! | Truc | 3.1 TESYS D CONTROL & PROTECTION, TERMINAL BLOCKS, THERMAL MANGEMENT
LC1D256BLS207 | 3P CONT 25A AC3 11KW 24VDC LC LUGS RAIL | 3208700 | 2917000 | #REF! | Truc | 3.1 TESYS D CONTROL & PROTECTION, TERMINAL BLOCKS, THERMAL MANGEMENT
LC1D256F7 | CONTACTOR | 1647800 | 1498000 | #REF! | Truc | 3.1 TESYS D CONTROL & PROTECTION, TERMINAL BLOCKS, THERMAL MANGEMENT
LC1D256M7 | CONTACTOR | 1647800 | 1498000 | #REF! | Truc | 3.1 TESYS D CONTROL & PROTECTION, TERMINAL BLOCKS, THERMAL MANGEMENT
LC1D256P7 | Contactor TeSys D 3P AC3 25A 230VAC | 1647800 | 1498000 | #REF! | Truc | 3.1 TESYS D CONTROL & PROTECTION, TERMINAL BLOCKS, THERMAL MANGEMENT
LC1D258BL | 4P CONTACTOR 40A AC-1 (2NO 2NC) 24VDC LC | 5420800 | 4928000 | #REF! | Truc | 3.1 TESYS D CONTROL & PROTECTION, TERMINAL BLOCKS, THERMAL MANGEMENT
LC1D25C7 | 3P CONT 25A AC3 11KW 1NO 1NC 32VAC COIL | 1160500 | 1055000 | #REF! | Truc | 3.1 TESYS D CONTROL & PROTECTION, TERMINAL BLOCKS, THERMAL MANGEMENT
LC1D25CD | CONTACTOR | 1405800 | 1278000 | #REF! | Truc | 3.1 TESYS D CONTROL & PROTECTION, TERMINAL BLOCKS, THERMAL MANGEMENT
LC1D25G7 | CONT 25A AC3 11KW 1NO 1NC 120VAC COIL | 1160500 | 1055000 | #REF! | Truc | 3.1 TESYS D CONTROL & PROTECTION, TERMINAL BLOCKS, THERMAL MANGEMENT
LC1D323B7 | CONTACTOR | 2811600 | 2556000 | #REF! | Truc | 3.1 TESYS D CONTROL & PROTECTION, TERMINAL BLOCKS, THERMAL MANGEMENT
LC1D323BD | CONTACTOR | 3175700 | 2887000 | #REF! | Truc | 3.1 TESYS D CONTROL & PROTECTION, TERMINAL BLOCKS, THERMAL MANGEMENT
LC1D323M7 | CONTACTOR | 2909500 | 2645000 | #REF! | Truc | 3.1 TESYS D CONTROL & PROTECTION, TERMINAL BLOCKS, THERMAL MANGEMENT
LC1D326BD | CONTACTOR | 2372700 | 2157000 | #REF! | Truc | 3.1 TESYS D CONTROL & PROTECTION, TERMINAL BLOCKS, THERMAL MANGEMENT
LC1D326BL | CONTACTOR | 3443000 | 3130000 | #REF! | Truc | 3.1 TESYS D CONTROL & PROTECTION, TERMINAL BLOCKS, THERMAL MANGEMENT
LC1D326F7 | Contactor TeSys D 3P AC3 32A 110VAC | 1796300 | 1633000 | #REF! | Truc | 3.1 TESYS D CONTROL & PROTECTION, TERMINAL BLOCKS, THERMAL MANGEMENT
LC1D326M7 | COONTACTOR | 1796300 | 1633000 | #REF! | Truc | 3.1 TESYS D CONTROL & PROTECTION, TERMINAL BLOCKS, THERMAL MANGEMENT
LC1D326R7 | COONTACTOR | 1796300 | 1633000 | #REF! | Truc | 3.1 TESYS D CONTROL & PROTECTION, TERMINAL BLOCKS, THERMAL MANGEMENT
LC1D32C7 | 3P CONT 32A AC3 15KW 1NO 1NC 32VAC COIL | 1445400 | 1314000 | #REF! | Truc | 3.1 TESYS D CONTROL & PROTECTION, TERMINAL BLOCKS, THERMAL MANGEMENT
LC1D32G7 | CONT 32A AC3 15KW 1NO 1NC 120VAC COIL | 1445400 | 1314000 | #REF! | Truc | 3.1 TESYS D CONTROL & PROTECTION, TERMINAL BLOCKS, THERMAL MANGEMENT
LC1D32S7 | CONTACTOR | 1445400 | 1314000 | #REF! | Truc | 3.1 TESYS D CONTROL & PROTECTION, TERMINAL BLOCKS, THERMAL MANGEMENT
LC1D32V7 | CONTACTOR | 1445400 | 1314000 | #REF! | Truc | 3.1 TESYS D CONTROL & PROTECTION, TERMINAL BLOCKS, THERMAL MANGEMENT
LC1D383BL | 3P CON 38A AC3 18.5KW NO NC 24VDC LC SPR | 3802700 | 3457000 | #REF! | Truc | 3.1 TESYS D CONTROL & PROTECTION, TERMINAL BLOCKS, THERMAL MANGEMENT
LC1D386BD | CONTACTOR | 3105300 | 2823000 | #REF! | Truc | 3.1 TESYS D CONTROL & PROTECTION, TERMINAL BLOCKS, THERMAL MANGEMENT
LC1D386BL | CONTACTOR | 3935800 | 3578000 | #REF! | Truc | 3.1 TESYS D CONTROL & PROTECTION, TERMINAL BLOCKS, THERMAL MANGEMENT
LC1D386F7 | CONTACTOR | 2561900 | 2329000 | #REF! | Truc | 3.1 TESYS D CONTROL & PROTECTION, TERMINAL BLOCKS, THERMAL MANGEMENT
LC1D386M7 | CONT. 38A 1F+1O 220V C.F. | 2475000 | 2250000 | #REF! | Truc | 3.1 TESYS D CONTROL & PROTECTION, TERMINAL BLOCKS, THERMAL MANGEMENT
LC1D40008D7 | 4P CONT 60A AC-1 (2NO 2NC) 42VAC COIL | 6205100 | 5641000 | #REF! | Truc | 3.1 TESYS D CONTROL & PROTECTION, TERMINAL BLOCKS, THERMAL MANGEMENT
LC1D40008E7 | 4P CONT 60A AC-1 (2NO 2NC) 48VAC COIL | 6205100 | 5641000 | #REF! | Truc | 3.1 TESYS D CONTROL & PROTECTION, TERMINAL BLOCKS, THERMAL MANGEMENT
LC1D40008F7 | CONTACTOR | 6205100 | 5641000 | #REF! | Truc | 3.1 TESYS D CONTROL & PROTECTION, TERMINAL BLOCKS, THERMAL MANGEMENT
LC1D40008M7 | 4P CONT 60A AC-1 (2NO 2NC) 220VAC COIL | 6205100 | 5641000 | #REF! | Truc | 3.1 TESYS D CONTROL & PROTECTION, TERMINAL BLOCKS, THERMAL MANGEMENT
LC1D40008P7 | CONTACTOR | 6205100 | 5641000 | #REF! | Truc | 3.1 TESYS D CONTROL & PROTECTION, TERMINAL BLOCKS, THERMAL MANGEMENT
LC1D40A3BD | 3P EVLK CONT 40A 18,5KW AC3 24VDC SPRING | 7837500 | 7125000 | #REF! | Truc | 3.1 TESYS D CONTROL & PROTECTION, TERMINAL BLOCKS, THERMAL MANGEMENT
LC1D40A6BNE | CONT 3P 40A AC3 NO+NC 24-60V ACDC LUGS | 7837500 | 7125000 | #REF! | Truc | 3.1 TESYS D CONTROL & PROTECTION, TERMINAL BLOCKS, THERMAL MANGEMENT
LC1D40AG7 | 3P EVLK CONTACTOR 40A 18,5KW AC3 120VAC | 2651000 | 2410000 | #REF! | Truc | 3.1 TESYS D CONTROL & PROTECTION, TERMINAL BLOCKS, THERMAL MANGEMENT
LC1D40AT7 | 3P EVLK CONTACTOR 40A 18,5KW AC3 480VAC | 2651000 | 2410000 | #REF! | Truc | 3.1 TESYS D CONTROL & PROTECTION, TERMINAL BLOCKS, THERMAL MANGEMENT
LC1D50A3BD | 3P EVLK CONT 50A 22KW AC3 24VDC SPRNG | 8052000 | 7320000 | #REF! | Truc | 3.1 TESYS D CONTROL & PROTECTION, TERMINAL BLOCKS, THERMAL MANGEMENT
LC1D50A6F7 | 3P EVLK CONT 50A 22KW AC3 110VAC LUG | 3821400 | 3474000 | #REF! | Truc | 3.1 TESYS D CONTROL & PROTECTION, TERMINAL BLOCKS, THERMAL MANGEMENT
LC1D50A6M7 | 3P EVLK CONT 50A 22KW AC3 220VAC LUG | 3821400 | 3474000 | #REF! | Truc | 3.1 TESYS D CONTROL & PROTECTION, TERMINAL BLOCKS, THERMAL MANGEMENT
LC1D50A6P7 | 3P EVLK CONT 50A 22KW AC3 230VAC LUG | 3821400 | 3474000 | #REF! | Truc | 3.1 TESYS D CONTROL & PROTECTION, TERMINAL BLOCKS, THERMAL MANGEMENT
LC1D50AG7 | 3P EVLK CONTACTOR 50A 22KW AC3 120VAC | 2761000 | 2510000 | #REF! | Truc | 3.1 TESYS D CONTROL & PROTECTION, TERMINAL BLOCKS, THERMAL MANGEMENT
LC1D50AT7 | 3P EVLK CONTACTOR 50A 22KW AC3 480VAC | 2761000 | 2510000 | #REF! | Truc | 3.1 TESYS D CONTROL & PROTECTION, TERMINAL BLOCKS, THERMAL MANGEMENT
LC1D65008D7 | CONTACTOR | 6828800 | 6208000 | #REF! | Truc | 3.1 TESYS D CONTROL & PROTECTION, TERMINAL BLOCKS, THERMAL MANGEMENT
LC1D65008E7 | CONTACTOR | 6828800 | 6208000 | #REF! | Truc | 3.1 TESYS D CONTROL & PROTECTION, TERMINAL BLOCKS, THERMAL MANGEMENT
LC1D65008F7 | CONTACTOR 65A 2P+2R 110V 50 60 | 6828800 | 6208000 | #REF! | Truc | 3.1 TESYS D CONTROL & PROTECTION, TERMINAL BLOCKS, THERMAL MANGEMENT
LC1D65008M5 | 4P CONT 80A AC-1 (2NO 2NC) 220VAC COIL | 6828800 | 6208000 | #REF! | Truc | 3.1 TESYS D CONTROL & PROTECTION, TERMINAL BLOCKS, THERMAL MANGEMENT
LC1D65008M7 | 4P CONT 80A AC-1 (2NO 2NC) 220VAC COIL | 6828800 | 6208000 | #REF! | Truc | 3.1 TESYS D CONTROL & PROTECTION, TERMINAL BLOCKS, THERMAL MANGEMENT
LC1D65008P7 | CONTACTOR | 6828800 | 6208000 | #REF! | Truc | 3.1 TESYS D CONTROL & PROTECTION, TERMINAL BLOCKS, THERMAL MANGEMENT
LC1D65A3BD | 3P EVLK CONT 65A 30KW AC3 24VDC SPRNG | 8046500 | 7315000 | #REF! | Truc | 3.1 TESYS D CONTROL & PROTECTION, TERMINAL BLOCKS, THERMAL MANGEMENT
LC1D65A6F7 | 3P EVLK CONT 65A 30KW AC3 110VAC LUG | 7088400 | 6444000 | #REF! | Truc | 3.1 TESYS D CONTROL & PROTECTION, TERMINAL BLOCKS, THERMAL MANGEMENT
LC1D65A6M7 | 3P EVLK CONT 65A 30KW AC3 220VAC LUG | 7088400 | 6444000 | #REF! | Truc | 3.1 TESYS D CONTROL & PROTECTION, TERMINAL BLOCKS, THERMAL MANGEMENT
LC1D65A6R7 | 3P EVLK CONT 65A 30KW AC3 440VAC LUG | 4368100 | 3971000 | #REF! | Truc | 3.1 TESYS D CONTROL & PROTECTION, TERMINAL BLOCKS, THERMAL MANGEMENT
LC1D65AG7 | 3P EVLK CONTACTOR 65A 30KW AC3 120VAC | 3029400 | 2754000 | #REF! | Truc | 3.1 TESYS D CONTROL & PROTECTION, TERMINAL BLOCKS, THERMAL MANGEMENT
LC1D65AL7 | 3P EVLK CONTACTOR 65A 30KW AC3 200VAC | 3426500 | 3115000 | #REF! | Truc | 3.1 TESYS D CONTROL & PROTECTION, TERMINAL BLOCKS, THERMAL MANGEMENT
LC1D65AT7 | 3P EVLK CONTACTOR 65A 30KW AC3 480VAC | 3426500 | 3115000 | #REF! | Truc | 3.1 TESYS D CONTROL & PROTECTION, TERMINAL BLOCKS, THERMAL MANGEMENT
LC1D65M7 | CONTACTOR | 4573800 | 4158000 | #REF! | Truc | 3.1 TESYS D CONTROL & PROTECTION, TERMINAL BLOCKS, THERMAL MANGEMENT
LC1D800046M7 | CONTACTOR | 8577800 | 7798000 | #REF! | Truc | 3.1 TESYS D CONTROL & PROTECTION, TERMINAL BLOCKS, THERMAL MANGEMENT
LC1D806BD | CONTACTOR | 9128900 | 8299000 | #REF! | Truc | 3.1 TESYS D CONTROL & PROTECTION, TERMINAL BLOCKS, THERMAL MANGEMENT
LC1D80A3P7 | 3P EVLK CONTACTOR 80A 37KW AC3 230VAC SP | 4622200 | 4202000 | #REF! | Truc | 3.1 TESYS D CONTROL & PROTECTION, TERMINAL BLOCKS, THERMAL MANGEMENT
LC1D80A6P7 | 3P EVLK CONTACTOR 80A 37KW AC3 230VAC LU | 5023700 | 4567000 | #REF! | Truc | 3.1 TESYS D CONTROL & PROTECTION, TERMINAL BLOCKS, THERMAL MANGEMENT
LC1D80B7 | 3P CONT 80A AC3 37KW 1NO 1NC 24VAC COIL | 4783900 | 4349000 | #REF! | Truc | 3.1 TESYS D CONTROL & PROTECTION, TERMINAL BLOCKS, THERMAL MANGEMENT
LC1D80D7 | CONTACTOR | 4783900 | 4349000 | #REF! | Truc | 3.1 TESYS D CONTROL & PROTECTION, TERMINAL BLOCKS, THERMAL MANGEMENT
LC1D80E7 | 3P CONT 80A AC3 37KW 1NO 1NC 48VAC COIL | 4783900 | 4349000 | #REF! | Truc | 3.1 TESYS D CONTROL & PROTECTION, TERMINAL BLOCKS, THERMAL MANGEMENT
LC1D80F7 | 3P CONT 80A AC3 37KW 1NO 1NC 110VAC COIL | 4783900 | 4349000 | #REF! | Truc | 3.1 TESYS D CONTROL & PROTECTION, TERMINAL BLOCKS, THERMAL MANGEMENT
LC1D80FE7 | CONTACTOR | 4783900 | 4349000 | #REF! | Truc | 3.1 TESYS D CONTROL & PROTECTION, TERMINAL BLOCKS, THERMAL MANGEMENT
LC1D80G7 | CONTACTOR | 4783900 | 4349000 | #REF! | Truc | 3.1 TESYS D CONTROL & PROTECTION, TERMINAL BLOCKS, THERMAL MANGEMENT
LC1D80M7 | CONTACTOR | 4783900 | 4349000 | #REF! | Truc | 3.1 TESYS D CONTROL & PROTECTION, TERMINAL BLOCKS, THERMAL MANGEMENT
LC1D80P7 | CONTACTOR | 4783900 | 4349000 | #REF! | Truc | 3.1 TESYS D CONTROL & PROTECTION, TERMINAL BLOCKS, THERMAL MANGEMENT
LC1D80Q7 | 3P CONT 80A AC3 37KW 1NO 1NC 380VAC COIL | 4783900 | 4349000 | #REF! | Truc | 3.1 TESYS D CONTROL & PROTECTION, TERMINAL BLOCKS, THERMAL MANGEMENT
LC1D80R7 | CONTACTOR | 4783900 | 4349000 | #REF! | Truc | 3.1 TESYS D CONTROL & PROTECTION, TERMINAL BLOCKS, THERMAL MANGEMENT
LC1D80U7 | 3P CONT 80A AC3 37KW 1NO 1NC 240VAC COIL | 4783900 | 4349000 | #REF! | Truc | 3.1 TESYS D CONTROL & PROTECTION, TERMINAL BLOCKS, THERMAL MANGEMENT
LC1D80V7 | CONTACTOR | 4783900 | 4349000 | #REF! | Truc | 3.1 TESYS D CONTROL & PROTECTION, TERMINAL BLOCKS, THERMAL MANGEMENT
LC1D956M7 | CONTACTOR | 6332700 | 5757000 | #REF! | Truc | 3.1 TESYS D CONTROL & PROTECTION, TERMINAL BLOCKS, THERMAL MANGEMENT
LC1D95F5 | CONTACTOR | 5953200 | 5412000 | #REF! | Truc | 3.1 TESYS D CONTROL & PROTECTION, TERMINAL BLOCKS, THERMAL MANGEMENT
LC1D95M5 | POWER CONTACTOR-LC1-D95 95A 220VAC 3P | 5953200 | 5412000 | #REF! | Truc | 3.1 TESYS D CONTROL & PROTECTION, TERMINAL BLOCKS, THERMAL MANGEMENT
LC1D95P5 | CONTACTOR | 5953200 | 5412000 | #REF! | Truc | 3.1 TESYS D CONTROL & PROTECTION, TERMINAL BLOCKS, THERMAL MANGEMENT
LC1D95U5 | CONTACTOR | 5953200 | 5412000 | #REF! | Truc | 3.1 TESYS D CONTROL & PROTECTION, TERMINAL BLOCKS, THERMAL MANGEMENT
LC1DT206BDS207 | CONTACTOR TESYS LC1D 4P AC1 440V 20 A CO | 2618000 | 2380000 | #REF! | Truc | 3.1 TESYS D CONTROL & PROTECTION, TERMINAL BLOCKS, THERMAL MANGEMENT
LC1DT20BL | 4P CONTACTOR 20A AC-1 24VDC LC | 2304500 | 2095000 | #REF! | Truc | 3.1 TESYS D CONTROL & PROTECTION, TERMINAL BLOCKS, THERMAL MANGEMENT
LC1DT256BD | CONTACTOR | 2615800 | 2378000 | #REF! | Truc | 3.1 TESYS D CONTROL & PROTECTION, TERMINAL BLOCKS, THERMAL MANGEMENT
LC1DT256M7 | CONTACTOR | 1601600 | 1456000 | #REF! | Truc | 3.1 TESYS D CONTROL & PROTECTION, TERMINAL BLOCKS, THERMAL MANGEMENT
LC1DT25G7 | Contactor TeSys D 4P AC1 25A 120VAC coil | 1780900 | 1619000 | #REF! | Truc | 3.1 TESYS D CONTROL & PROTECTION, TERMINAL BLOCKS, THERMAL MANGEMENT
LC1DT406BD | CONTACTOR | 4636500 | 4215000 | #REF! | Truc | 3.1 TESYS D CONTROL & PROTECTION, TERMINAL BLOCKS, THERMAL MANGEMENT
LC1DT406M7 | CONTACTOR | 3561800 | 3238000 | #REF! | Truc | 3.1 TESYS D CONTROL & PROTECTION, TERMINAL BLOCKS, THERMAL MANGEMENT
LC1DT40BL | 4P CONTACTOR 40A AC-1 24VDC LC | 3686100 | 3351000 | #REF! | Truc | 3.1 TESYS D CONTROL & PROTECTION, TERMINAL BLOCKS, THERMAL MANGEMENT
LC1DT40FE7 | CONTACTOR TESYS LC1D 4P AC1 440V 40 A CO | 3686100 | 3351000 | #REF! | Truc | 3.1 TESYS D CONTROL & PROTECTION, TERMINAL BLOCKS, THERMAL MANGEMENT
LC1DT60A3BD | 4P EVLK CONT 60A AC1 24VDC SPRNG | 9029900 | 8209000 | #REF! | Truc | 3.1 TESYS D CONTROL & PROTECTION, TERMINAL BLOCKS, THERMAL MANGEMENT
LC1DT60A3P7 | 4P EVERLINK CONT 60A AC1 230VAC SPRNG | 6199600 | 5636000 | #REF! | Truc | 3.1 TESYS D CONTROL & PROTECTION, TERMINAL BLOCKS, THERMAL MANGEMENT
LC1DT60A6BNE | CONT 4P 60A AC3 NO+NC 24-60V ACDC LUGS | 9029900 | 8209000 | #REF! | Truc | 3.1 TESYS D CONTROL & PROTECTION, TERMINAL BLOCKS, THERMAL MANGEMENT
LC1DT60ABNE | CONT 4P 60A AC3 NO+NC 24-60V ACDC EVLK | 8724100 | 7931000 | #REF! | Truc | 3.1 TESYS D CONTROL & PROTECTION, TERMINAL BLOCKS, THERMAL MANGEMENT
LC1DT60AK7 | 4P EVERLINK CONTACTOR 60A AC1 100VAC | 4370300 | 3973000 | #REF! | Truc | 3.1 TESYS D CONTROL & PROTECTION, TERMINAL BLOCKS, THERMAL MANGEMENT
LC1DT80A3P7 | 4P EVLK CONT 80A AC1 230VAC SPRNG | 6700100 | 6091000 | #REF! | Truc | 3.1 TESYS D CONTROL & PROTECTION, TERMINAL BLOCKS, THERMAL MANGEMENT
LC1DT80AFE7 | 4 POLE EVERLINK CONTACTOR AC1 415V 80 A | 6201800 | 5638000 | #REF! | Truc | 3.1 TESYS D CONTROL & PROTECTION, TERMINAL BLOCKS, THERMAL MANGEMENT
LC1E0601M7 | TVS 3P CTR 400V 2.2KW 220V 50/60Hz | 317900 | 289000 | #REF! | Truc | 2.7 EASYPACT TVS
LC1E0610B7 | TVS 3P CTR 400V 2.2KW 24V 50/60Hz | 317900 | 289000 | #REF! | Truc | 2.7 EASYPACT TVS
LC1E0610M7 | TVS 3P CTR 400V 2.2KW 220V 50/60Hz | 317900 | 289000 | #REF! | Truc | 2.7 EASYPACT TVS
LC1E0610P7 | SOCKET WITH LED 16A2P T VDE MSDD | 427900 | 389000 | #REF! | Truc | 2.7 EASYPACT TVS
LC1E0610Q7 | TVS 3P CTR 400V 2.2KW 380V 50/60Hz | 501600 | 456000 | #REF! | Truc | 2.7 EASYPACT TVS
LC1E0901M7 | TVS 3P CTR 400V 4KW 220V 50/60Hz | 366300 | 333000 | #REF! | Truc | 2.7 EASYPACT TVS
LC1E0901P7 | EasyPact TVS 3P CONTACTOR 400V 4KW AC3 | 366300 | 333000 | #REF! | Truc | 2.7 EASYPACT TVS
LC1E0910B7 | TVS CONTACTOR 1NO 4KW AC3 24V 50/60Hz | 366300 | 333000 | #REF! | Truc | 2.7 EASYPACT TVS
LC1E0910F7 | TVS 3P CTR 400V 4KW 110V 50/60Hz | 366300 | 333000 | #REF! | Truc | 2.7 EASYPACT TVS
LC1E0910M7 | TVS 3P CTR 400V 4KW 220V 50/60Hz | 366300 | 333000 | #REF! | Truc | 2.7 EASYPACT TVS
LC1E0910P7 | TVS CONTACTOR 1NO 4KW AC3 230V 50/60Hz | 366300 | 333000 | #REF! | Truc | 2.7 EASYPACT TVS
LC1E1201M7 | TVS 3P CTR 400V 5.5KW 220V 50/60Hz | 414700 | 377000 | #REF! | Truc | 2.7 EASYPACT TVS
LC1E1210M7 | TVS 3P CTR 400V 5.5KW 220V 50/60Hz | 414700 | 377000 | #REF! | Truc | 2.7 EASYPACT TVS
LC1E1210Q7 | TVS 3P CTR 400V 5.5KW 380V 50/60Hz | 414700 | 377000 | #REF! | Truc | 2.7 EASYPACT TVS
LC1E1801M7 | TVS 3P CTR 400V 7.5KW 220V 50/60Hz | 614900 | 559000 | #REF! | Truc | 2.7 EASYPACT TVS
LC1E1810B7 | TVS CONTACTOR 1NO 7.5KW AC3 24V 50/60Hz | 614900 | 559000 | #REF! | Truc | 2.7 EASYPACT TVS
LC1E1810F7 | TVS 3P CTR 400V 7.5KW 110V 50/60Hz | 614900 | 559000 | #REF! | Truc | 2.7 EASYPACT TVS
LC1E1810M7 | TVS 3P CTR 400V 7.5KW 220V 50/60Hz | 614900 | 559000 | #REF! | Truc | 2.7 EASYPACT TVS
LC1E1810P7 | TVS CONTACTOR 1NO 7.5KW AC3 230V 50/60Hz | 614900 | 559000 | #REF! | Truc | 2.7 EASYPACT TVS
LC1E2510M7 | TVS 3P CTR 400V 11KW 220V 50/60Hz | 727100 | 661000 | #REF! | Truc | 2.7 EASYPACT TVS
LC1E3201M7 | TVS 3P CTR 400V 15KW 220V 50/60Hz | 1097800 | 998000 | #REF! | Truc | 2.7 EASYPACT TVS
LC1E3210B7 | TVS CONTACTOR 1NO 15KW AC3 24V 50/60Hz | 1097800 | 998000 | #REF! | Truc | 2.7 EASYPACT TVS
LC1E3210M7 | TVS 3P CTR 400V 15KW 220V 50/60Hz | 1097800 | 998000 | #REF! | Truc | 2.7 EASYPACT TVS
LC1E3210P7 | TVS CONTACTOR 1NO 15KW AC3 230V 50/60Hz | 1097800 | 998000 | #REF! | Truc | 2.7 EASYPACT TVS
LC1E3210Q7B | TVS CONTACTOR 1NO 15KW AC3 380V 50/60Hz | 1097800 | 998000 | #REF! | Truc | 2.7 EASYPACT TVS
LC1E3801M7 | TVS 3P CTR 400V 18.5KW 220V 50/60Hz | 1065900 | 969000 | #REF! | Truc | 2.7 EASYPACT TVS
LC1E3810M7 | TVS 3P CTR 400V 18.5KW 220V 50/60Hz | 1359600 | 1236000 | #REF! | Truc | 2.7 EASYPACT TVS
LC1E400Q7 | 3P CONTACTOR EasyPact TVS 200KW 400V | 16570400 | 15064000 | #REF! | Truc | 2.7 EASYPACT TVS
LC1E40M7 | TVS 3P CTR 400V 18.5KW 220V 50/60Hz | 2068000 | 1880000 | #REF! | Truc | 2.7 EASYPACT TVS
LC1E500F7 | 3P contacteur EasyPact TVS 250KW 400V | 30325900 | 27569000 | #REF! | Truc | 2.7 EASYPACT TVS
LC1E500N7 | 3P contacteur EasyPact TVS 250KW 400V | 30325900 | 27569000 | #REF! | Truc | 2.7 EASYPACT TVS
LC1E500Q7 | 3P contacteur EasyPact TVS 250KW 400V | 30325900 | 27569000 | #REF! | Truc | 2.7 EASYPACT TVS
LC1E50M7 | TVS 3P CTR 400V 22KW 220V 50/60Hz | 2308900 | 2099000 | #REF! | Truc | 2.7 EASYPACT TVS
LC1E630F7 | 3P CONTACTOR LC1E630A 110V | 43487400 | 39534000 | #REF! | Truc | 2.7 EASYPACT TVS
LC1E65004M7 | TVS 4P CTR 80A AC1(4NO)240V 50/60Hz | 3916000 | 3560000 | #REF! | Truc | 2.7 EASYPACT TVS
LC1E65008M7 | TVS 4P CONTACTOR 80A AC1 (2NO+2NC) 220V | 3916000 | 3560000 | #REF! | Truc | 2.7 EASYPACT TVS
LC1E65F7 | TVS CONTACTOR 30KW 65A 110V 50/60Hz | 2515700 | 2287000 | #REF! | Truc | 2.7 EASYPACT TVS
LC1E65M7 | TVS 3P CTR 400V 30KW 220V 50/60Hz | 2515700 | 2287000 | #REF! | Truc | 2.7 EASYPACT TVS
LC1E80M7 | TVS 3P CTR 400V 37KW 220V 50/60Hz | 3300000 | 3000000 | #REF! | Truc | 2.7 EASYPACT TVS
LC1E95M7 | TVS 3P CTR 400V 45KW 220V 50/60Hz | 3965500 | 3605000 | #REF! | Truc | 2.7 EASYPACT TVS
LC1F1000M7 | TESYS F CONTACTOR 1000A 220V AC | 162746100 | 147951000 | #REF! | Truc | 3.1 TESYS D CONTROL & PROTECTION, TERMINAL BLOCKS, THERMAL MANGEMENT
LC1F1000P7 | TESYS F CONTACTOR 1000A 230V AC | 162746100 | 147951000 | #REF! | Truc | 3.1 TESYS D CONTROL & PROTECTION, TERMINAL BLOCKS, THERMAL MANGEMENT
LC1F1250M7 | 1250A CONTACTOR 3P 220V 50/60HZ | 83481200 | 75892000 | #REF! | Truc | 3.1 TESYS D CONTROL & PROTECTION, TERMINAL BLOCKS, THERMAL MANGEMENT
LC1F1700 | CONTACTOR 1700A 3P NU | 132839300 | 120763000 | #REF! | Truc | 3.1 TESYS D CONTROL & PROTECTION, TERMINAL BLOCKS, THERMAL MANGEMENT
LC1F1700M7 | CONT 1700A 3P 220V-50/60HZ | 141279600 | 128436000 | #REF! | Truc | 3.1 TESYS D CONTROL & PROTECTION, TERMINAL BLOCKS, THERMAL MANGEMENT
LC1F2100V7 | CONT 2100A 3P 400V-50/60HZ | 131355400 | 119414000 | #REF! | Truc | 3.1 TESYS D CONTROL & PROTECTION, TERMINAL BLOCKS, THERMAL MANGEMENT
LC1F225 | UNEQUIPPED CONTAC TO R LC1F 3P AC3 440V | 16438400 | 14944000 | #REF! | Truc | 3.1 TESYS D CONTROL & PROTECTION, TERMINAL BLOCKS, THERMAL MANGEMENT
LC1F265 | UNEQUIPPED CONTAC TO R LC1F 3P AC3 440V | 22606100 | 20551000 | #REF! | Truc | 3.1 TESYS D CONTROL & PROTECTION, TERMINAL BLOCKS, THERMAL MANGEMENT
LC1F330 | UNEQUIPPED CONTAC TO R LC1F 3P AC3 440V | 25687200 | 23352000 | #REF! | Truc | 3.1 TESYS D CONTROL & PROTECTION, TERMINAL BLOCKS, THERMAL MANGEMENT
LC1F400 | UNEQUIPPED CONTAC TO R LC1F 3P AC3 440V | 33905300 | 30823000 | #REF! | Truc | 3.1 TESYS D CONTROL & PROTECTION, TERMINAL BLOCKS, THERMAL MANGEMENT
LC1F500 | UNEQUIPPED CONTAC TO R LC1F 3P AC3 440V | 45206700 | 41097000 | #REF! | Truc | 3.1 TESYS D CONTROL & PROTECTION, TERMINAL BLOCKS, THERMAL MANGEMENT
LC1F5002 | UNEQUIPPED CONTAC TO R LC1F 2P AC1 440V | 29038900 | 26399000 | #REF! | Truc | 3.1 TESYS D CONTROL & PROTECTION, TERMINAL BLOCKS, THERMAL MANGEMENT
LC1F7804M7 | CONTAC TO R TESYS LC1F 4P AC1 440V 1600 | 154226600 | 140206000 | #REF! | Truc | 3.1 TESYS D CONTROL & PROTECTION, TERMINAL BLOCKS, THERMAL MANGEMENT
LC1F7804P7 | CONTAC TO R TESYS LC1F 4P AC1 440V 1600 | 154226600 | 140206000 | #REF! | Truc | 3.1 TESYS D CONTROL & PROTECTION, TERMINAL BLOCKS, THERMAL MANGEMENT
LC1F800 | UNEQUIPPED CONTAC TO R LC1F 3P AC3 440V | 90165900 | 81969000 | #REF! | Truc | 3.1 TESYS D CONTROL & PROTECTION, TERMINAL BLOCKS, THERMAL MANGEMENT
LC1F800MW | CONTACTOR | 112148300 | 101953000 | #REF! | Truc | 3.1 TESYS D CONTROL & PROTECTION, TERMINAL BLOCKS, THERMAL MANGEMENT
LC1F800QW | CONTACTOR | 112148300 | 101953000 | #REF! | Truc | 3.1 TESYS D CONTROL & PROTECTION, TERMINAL BLOCKS, THERMAL MANGEMENT
LC1K0601D7 | CONTACTOR | 919600 | 836000 | #REF! | Truc | 3.1 TESYS D CONTROL & PROTECTION, TERMINAL BLOCKS, THERMAL MANGEMENT
LC1K0601M7 | 3P CONT 6A AC3 2.2KW 1NC 220VAC COIL | 421300 | 383000 | #REF! | Truc | 3.1 TESYS D CONTROL & PROTECTION, TERMINAL BLOCKS, THERMAL MANGEMENT
LC1K0601N7 | 3P CONT 6A AC3 2.2KW 1NC 415VAC COIL | 927300 | 843000 | #REF! | Truc | 3.1 TESYS D CONTROL & PROTECTION, TERMINAL BLOCKS, THERMAL MANGEMENT
LC1K0601P72 | CONTACTOR | 1129700 | 1027000 | #REF! | Truc | 3.1 TESYS D CONTROL & PROTECTION, TERMINAL BLOCKS, THERMAL MANGEMENT
LC1K06105B7 | CONTACTOR | 682000 | 620000 | #REF! | Truc | 3.1 TESYS D CONTROL & PROTECTION, TERMINAL BLOCKS, THERMAL MANGEMENT
LC1K06106BLS207 | CONTACTOR TESYS K 3P AC3 440V 6A COIL 24 | 1923900 | 1749000 | #REF! | Truc | 3.1 TESYS D CONTROL & PROTECTION, TERMINAL BLOCKS, THERMAL MANGEMENT
LC1K0610G7 | CONTACTOR | 421300 | 383000 | #REF! | Truc | 3.1 TESYS D CONTROL & PROTECTION, TERMINAL BLOCKS, THERMAL MANGEMENT
LC1K0610L7 | CONTACTOR | 421300 | 383000 | #REF! | Truc | 3.1 TESYS D CONTROL & PROTECTION, TERMINAL BLOCKS, THERMAL MANGEMENT
LC1K0610M7 | CONT 6A AC3 2.2KW 1NO 220VAC COIL | 421300 | 383000 | #REF! | Truc | 3.1 TESYS D CONTROL & PROTECTION, TERMINAL BLOCKS, THERMAL MANGEMENT
LC1K0610P7 | CONTACTOR | 421300 | 383000 | #REF! | Truc | 3.1 TESYS D CONTROL & PROTECTION, TERMINAL BLOCKS, THERMAL MANGEMENT
LC1K0610Q7 | CONTACTOR | 421300 | 383000 | #REF! | Truc | 3.1 TESYS D CONTROL & PROTECTION, TERMINAL BLOCKS, THERMAL MANGEMENT
LC1K0610U7 | 3P CONT 6A AC3 2.2KW 1NO 240VAC COIL | 421300 | 383000 | #REF! | Truc | 3.1 TESYS D CONTROL & PROTECTION, TERMINAL BLOCKS, THERMAL MANGEMENT
LC1K09004E7 | 4P CONTACTOR 20A AC1 48VAC COIL | 544500 | 495000 | #REF! | Truc | 3.1 TESYS D CONTROL & PROTECTION, TERMINAL BLOCKS, THERMAL MANGEMENT
LC1K090085P7 | CONTACTOR | 1393700 | 1267000 | #REF! | Truc | 3.1 TESYS D CONTROL & PROTECTION, TERMINAL BLOCKS, THERMAL MANGEMENT
LC1K090087N7 | CONTACTOR | 1241900 | 1129000 | #REF! | Truc | 3.1 TESYS D CONTROL & PROTECTION, TERMINAL BLOCKS, THERMAL MANGEMENT
LC1K090087P7 | CONTACTOR | 1241900 | 1129000 | #REF! | Truc | 3.1 TESYS D CONTROL & PROTECTION, TERMINAL BLOCKS, THERMAL MANGEMENT
LC1K09008B7 | CONTACTOR 2P+2R VIS 24V 50 60 HZ | 664400 | 604000 | #REF! | Truc | 3.1 TESYS D CONTROL & PROTECTION, TERMINAL BLOCKS, THERMAL MANGEMENT
LC1K09008D7 | CONTACTOR | 664400 | 604000 | #REF! | Truc | 3.1 TESYS D CONTROL & PROTECTION, TERMINAL BLOCKS, THERMAL MANGEMENT
LC1K09008E7 | 4P CONT 20A AC-1 (2NO 2NC) 48VAC COIL | 664400 | 604000 | #REF! | Truc | 3.1 TESYS D CONTROL & PROTECTION, TERMINAL BLOCKS, THERMAL MANGEMENT
LC1K09008F7 | CONTACTOR 2P+2R VIS 110V 50 60HZ | 664400 | 604000 | #REF! | Truc | 3.1 TESYS D CONTROL & PROTECTION, TERMINAL BLOCKS, THERMAL MANGEMENT
LC1K09008M7 | CONTACTOR | 664400 | 604000 | #REF! | Truc | 3.1 TESYS D CONTROL & PROTECTION, TERMINAL BLOCKS, THERMAL MANGEMENT
LC1K09008N7 | CONTACTOR | 664400 | 604000 | #REF! | Truc | 3.1 TESYS D CONTROL & PROTECTION, TERMINAL BLOCKS, THERMAL MANGEMENT
LC1K09008P7 | CONTACTOR | 664400 | 604000 | #REF! | Truc | 3.1 TESYS D CONTROL & PROTECTION, TERMINAL BLOCKS, THERMAL MANGEMENT
LC1K09015B7 | CONTACTOR | 816200 | 742000 | #REF! | Truc | 3.1 TESYS D CONTROL & PROTECTION, TERMINAL BLOCKS, THERMAL MANGEMENT
LC1K09016K7 | CONTACTOR | 1351900 | 1229000 | #REF! | Truc | 3.1 TESYS D CONTROL & PROTECTION, TERMINAL BLOCKS, THERMAL MANGEMENT
LC1K0901D7 | CONTACTOR | 474100 | 431000 | #REF! | Truc | 3.1 TESYS D CONTROL & PROTECTION, TERMINAL BLOCKS, THERMAL MANGEMENT
LC1K0901M7 | 3P CONTACTOR 9A AC3 4KW 1NC 220VAC COIL | 474100 | 431000 | #REF! | Truc | 3.1 TESYS D CONTROL & PROTECTION, TERMINAL BLOCKS, THERMAL MANGEMENT
LC1K0910D7 | CONTACTOR | 474100 | 431000 | #REF! | Truc | 3.1 TESYS D CONTROL & PROTECTION, TERMINAL BLOCKS, THERMAL MANGEMENT
LC1K0910M7 | CONTACTOR 9A AC3 4KW 1NO 220VAC COIL | 474100 | 431000 | #REF! | Truc | 3.1 TESYS D CONTROL & PROTECTION, TERMINAL BLOCKS, THERMAL MANGEMENT
LC1K0910P7 | CONTACTOR | 474100 | 431000 | #REF! | Truc | 3.1 TESYS D CONTROL & PROTECTION, TERMINAL BLOCKS, THERMAL MANGEMENT
LC1K0910Q7 | CONTACTOR | 677600 | 616000 | #REF! | Truc | 3.1 TESYS D CONTROL & PROTECTION, TERMINAL BLOCKS, THERMAL MANGEMENT
LC1K0910U7 | 3P CONTACTOR 9A AC3 4KW 1NO 240VAC COIL | 474100 | 431000 | #REF! | Truc | 3.1 TESYS D CONTROL & PROTECTION, TERMINAL BLOCKS, THERMAL MANGEMENT
LC1K12004M7 | CONTACTOR | 579700 | 527000 | #REF! | Truc | 3.1 TESYS D CONTROL & PROTECTION, TERMINAL BLOCKS, THERMAL MANGEMENT
LC1K1201D7 | CONTACTOR | 514800 | 468000 | #REF! | Truc | 3.1 TESYS D CONTROL & PROTECTION, TERMINAL BLOCKS, THERMAL MANGEMENT
LC1K1201M7 | CON 12A AC3 5.5KW 1NC AUX 220VAC COIL | 528000 | 480000 | #REF! | Truc | 3.1 TESYS D CONTROL & PROTECTION, TERMINAL BLOCKS, THERMAL MANGEMENT
LC1K1210FE7 | CONTACTOR | 528000 | 480000 | #REF! | Truc | 3.1 TESYS D CONTROL & PROTECTION, TERMINAL BLOCKS, THERMAL MANGEMENT
LC1K1210M7 | CON 12A AC3 5.5KW 1NO AUX 220VAC COIL | 528000 | 480000 | #REF! | Truc | 3.1 TESYS D CONTROL & PROTECTION, TERMINAL BLOCKS, THERMAL MANGEMENT
LC1K1210P7 | CONTACTOR | 528000 | 480000 | #REF! | Truc | 3.1 TESYS D CONTROL & PROTECTION, TERMINAL BLOCKS, THERMAL MANGEMENT
LC1K1210U7 | 3P CON 12A AC3 5.5KW 1NO AUX 240VAC COIL | 528000 | 480000 | #REF! | Truc | 3.1 TESYS D CONTROL & PROTECTION, TERMINAL BLOCKS, THERMAL MANGEMENT
LC1K1601M7 | 3P CONT 16A AC3 7.5KW 1NC AUX 220VAC COI | 600600 | 546000 | #REF! | Truc | 3.1 TESYS D CONTROL & PROTECTION, TERMINAL BLOCKS, THERMAL MANGEMENT
LC1K1610D7 | CONTACTOR | 600600 | 546000 | #REF! | Truc | 3.1 TESYS D CONTROL & PROTECTION, TERMINAL BLOCKS, THERMAL MANGEMENT
LC1K1610M7 | 3P CONT 16A AC3 7.5KW 1NO AUX 220VAC | 600600 | 546000 | #REF! | Truc | 3.1 TESYS D CONTROL & PROTECTION, TERMINAL BLOCKS, THERMAL MANGEMENT
LC1K1610P7 | CONTACTOR | 600600 | 546000 | #REF! | Truc | 3.1 TESYS D CONTROL & PROTECTION, TERMINAL BLOCKS, THERMAL MANGEMENT
LC1SF1200KUE | SF1200 CONTACTOR 100-250V AC/DC | 81539700 | 74127000 | #REF! | Truc | 3.1 TESYS D CONTROL & PROTECTION, TERMINAL BLOCKS, THERMAL MANGEMENT
LC1SK0600B7 | CONTACTOR | 1109900 | 1009000 | #REF! | Truc | 3.1 TESYS D CONTROL & PROTECTION, TERMINAL BLOCKS, THERMAL MANGEMENT
LC1SK0600M7 | CONTACTOR | 1109900 | 1009000 | #REF! | Truc | 3.1 TESYS D CONTROL & PROTECTION, TERMINAL BLOCKS, THERMAL MANGEMENT
LC1SK0600U7 | 2P SK CONTACTOR 1.1 KW 240VAC COIL | 1109900 | 1009000 | #REF! | Truc | 3.1 TESYS D CONTROL & PROTECTION, TERMINAL BLOCKS, THERMAL MANGEMENT
LC1SKGC200M7 | CONTACTOR | 1089000 | 990000 | #REF! | Truc | 3.1 TESYS D CONTROL & PROTECTION, TERMINAL BLOCKS, THERMAL MANGEMENT
LC1V160P7 | VACUUM CONT 160A 220/240V | 36159200 | 32872000 | #REF! | Truc | 3.1 TESYS D CONTROL & PROTECTION, TERMINAL BLOCKS, THERMAL MANGEMENT
LC1V320P7 | VACUUM CONT 320A 220/240V | 103298800 | 93908000 | #REF! | Truc | 3.1 TESYS D CONTROL & PROTECTION, TERMINAL BLOCKS, THERMAL MANGEMENT
LC1V610FE7 | VACUUM CONT.610A 110/120V | 124957800 | 113598000 | #REF! | Truc | 3.1 TESYS D CONTROL & PROTECTION, TERMINAL BLOCKS, THERMAL MANGEMENT
LC2D093BD | REVERSING CONTACTOR | 9813100 | 8921000 | #REF! | Truc | 3.1 TESYS D CONTROL & PROTECTION, TERMINAL BLOCKS, THERMAL MANGEMENT
LC2D096BL | REVERSING CONTACTOR | 3664100 | 3331000 | #REF! | Truc | 3.1 TESYS D CONTROL & PROTECTION, TERMINAL BLOCKS, THERMAL MANGEMENT
LC2D09B7 | REVERS CONT 9A AC3 5.5KW 24VAC COIL | 2194500 | 1995000 | #REF! | Truc | 3.1 TESYS D CONTROL & PROTECTION, TERMINAL BLOCKS, THERMAL MANGEMENT
LC2D09BD | REVERSING CONTACTOR | 6051100 | 5501000 | #REF! | Truc | 3.1 TESYS D CONTROL & PROTECTION, TERMINAL BLOCKS, THERMAL MANGEMENT
LC2D09BL | REVERSING CONTACTOR | 3792800 | 3448000 | #REF! | Truc | 3.1 TESYS D CONTROL & PROTECTION, TERMINAL BLOCKS, THERMAL MANGEMENT
LC2D09E7 | REVERSING CONTACTOR | 2271500 | 2065000 | #REF! | Truc | 3.1 TESYS D CONTROL & PROTECTION, TERMINAL BLOCKS, THERMAL MANGEMENT
LC2D09F7 | 3P REVERS CONT 9A AC3 5.5KW 110VAC COIL | 2194500 | 1995000 | #REF! | Truc | 3.1 TESYS D CONTROL & PROTECTION, TERMINAL BLOCKS, THERMAL MANGEMENT
LC2D09FE7 | REVERSING CONTACTOR | 2194500 | 1995000 | #REF! | Truc | 3.1 TESYS D CONTROL & PROTECTION, TERMINAL BLOCKS, THERMAL MANGEMENT
LC2D09G7 | REVERSING CONTACTOR | 2194500 | 1995000 | #REF! | Truc | 3.1 TESYS D CONTROL & PROTECTION, TERMINAL BLOCKS, THERMAL MANGEMENT
LC2D09M7 | REVERSING CONTACTOR | 3681700 | 3347000 | #REF! | Truc | 3.1 TESYS D CONTROL & PROTECTION, TERMINAL BLOCKS, THERMAL MANGEMENT
LC2D09P7 | REVERSING CONTACTOR | 3792800 | 3448000 | #REF! | Truc | 3.1 TESYS D CONTROL & PROTECTION, TERMINAL BLOCKS, THERMAL MANGEMENT
LC2D115BD | REVERSING CONTACTOR | 37832300 | 34393000 | #REF! | Truc | 3.1 TESYS D CONTROL & PROTECTION, TERMINAL BLOCKS, THERMAL MANGEMENT
LC2D115G7 | REVERSING CONTACTOR | 30839600 | 28036000 | #REF! | Truc | 3.1 TESYS D CONTROL & PROTECTION, TERMINAL BLOCKS, THERMAL MANGEMENT
LC2D12B7 | 3P REVERS CONT 12A AC3 5.5KW 24VAC COIL | 3087700 | 2807000 | #REF! | Truc | 3.1 TESYS D CONTROL & PROTECTION, TERMINAL BLOCKS, THERMAL MANGEMENT
LC2D12BL | REVERSING CONTACTOR | 5841000 | 5310000 | #REF! | Truc | 3.1 TESYS D CONTROL & PROTECTION, TERMINAL BLOCKS, THERMAL MANGEMENT
LC2D12E7 | 3P REVERS CONT 12A AC3 5.5KW 48VAC COIL | 3195500 | 2905000 | #REF! | Truc | 3.1 TESYS D CONTROL & PROTECTION, TERMINAL BLOCKS, THERMAL MANGEMENT
LC2D12G7 | REVERSING CONTACTOR | 3087700 | 2807000 | #REF! | Truc | 3.1 TESYS D CONTROL & PROTECTION, TERMINAL BLOCKS, THERMAL MANGEMENT
LC2D12P7 | REVERSING CONTACTOR | 3978700 | 3617000 | #REF! | Truc | 3.1 TESYS D CONTROL & PROTECTION, TERMINAL BLOCKS, THERMAL MANGEMENT
LC2D150F7 | REVERSING CONTACTOR | 27298700 | 24817000 | #REF! | Truc | 3.1 TESYS D CONTROL & PROTECTION, TERMINAL BLOCKS, THERMAL MANGEMENT
LC2D18B7 | 3P REVERS CONT 18A AC3 9KW 24VAC COIL | 5196400 | 4724000 | #REF! | Truc | 3.1 TESYS D CONTROL & PROTECTION, TERMINAL BLOCKS, THERMAL MANGEMENT
LC2D18BD | REVERSING CONTACTOR | 5196400 | 4724000 | #REF! | Truc | 3.1 TESYS D CONTROL & PROTECTION, TERMINAL BLOCKS, THERMAL MANGEMENT
LC2D18BL | REVERSING CONTACTOR | 5196400 | 4724000 | #REF! | Truc | 3.1 TESYS D CONTROL & PROTECTION, TERMINAL BLOCKS, THERMAL MANGEMENT
LC2D18D7 | REVERSING CONTACTOR | 5196400 | 4724000 | #REF! | Truc | 3.1 TESYS D CONTROL & PROTECTION, TERMINAL BLOCKS, THERMAL MANGEMENT
LC2D18F7 | 3P REVERS CONT 18A AC3 9KW 110VAC COIL | 5377900 | 4889000 | #REF! | Truc | 3.1 TESYS D CONTROL & PROTECTION, TERMINAL BLOCKS, THERMAL MANGEMENT
LC2D18G7 | REVERSING CONTACTOR | 5196400 | 4724000 | #REF! | Truc | 3.1 TESYS D CONTROL & PROTECTION, TERMINAL BLOCKS, THERMAL MANGEMENT
LC2D18M7 | REVERSING CONTACTOR | 5377900 | 4889000 | #REF! | Truc | 3.1 TESYS D CONTROL & PROTECTION, TERMINAL BLOCKS, THERMAL MANGEMENT
LC2D18P7 | REVERSING CONTACTOR | 5196400 | 4724000 | #REF! | Truc | 3.1 TESYS D CONTROL & PROTECTION, TERMINAL BLOCKS, THERMAL MANGEMENT
LC2D25B7 | 3P REVERS CONT 25A AC3 11KW 24VAC COIL | 5377900 | 4889000 | #REF! | Truc | 3.1 TESYS D CONTROL & PROTECTION, TERMINAL BLOCKS, THERMAL MANGEMENT
LC2D25D7 | REVERSING CONTACTOR | 6527400 | 5934000 | #REF! | Truc | 3.1 TESYS D CONTROL & PROTECTION, TERMINAL BLOCKS, THERMAL MANGEMENT
LC2D25E7 | REVERSING CONTACTOR | 5377900 | 4889000 | #REF! | Truc | 3.1 TESYS D CONTROL & PROTECTION, TERMINAL BLOCKS, THERMAL MANGEMENT
LC2D25F7 | REVERS CONT 25A AC3 11KW 110VAC COIL | 5816800 | 5288000 | #REF! | Truc | 3.1 TESYS D CONTROL & PROTECTION, TERMINAL BLOCKS, THERMAL MANGEMENT
LC2D25G7 | REVERSING CONTACTOR | 5196400 | 4724000 | #REF! | Truc | 3.1 TESYS D CONTROL & PROTECTION, TERMINAL BLOCKS, THERMAL MANGEMENT
LC2D25M7 | 3P REVERS CONT 25A AC3 11KW 220VAC COIL | 5377900 | 4889000 | #REF! | Truc | 3.1 TESYS D CONTROL & PROTECTION, TERMINAL BLOCKS, THERMAL MANGEMENT
LC2D25U7 | 3P REVERS CONT 25A AC3 11KW 415VAC COIL | 5377900 | 4889000 | #REF! | Truc | 3.1 TESYS D CONTROL & PROTECTION, TERMINAL BLOCKS, THERMAL MANGEMENT
LC2D32B7 | REVERSING CONTACTOR | 7068600 | 6426000 | #REF! | Truc | 3.1 TESYS D CONTROL & PROTECTION, TERMINAL BLOCKS, THERMAL MANGEMENT
LC2D32D7 | REVERSING CONTACTOR | 7068600 | 6426000 | #REF! | Truc | 3.1 TESYS D CONTROL & PROTECTION, TERMINAL BLOCKS, THERMAL MANGEMENT
LC2D32M7 | REVERSING CONTACTOR | 7316100 | 6651000 | #REF! | Truc | 3.1 TESYS D CONTROL & PROTECTION, TERMINAL BLOCKS, THERMAL MANGEMENT
LC2D32P7 | REVERSING CONTACTOR | 7068600 | 6426000 | #REF! | Truc | 3.1 TESYS D CONTROL & PROTECTION, TERMINAL BLOCKS, THERMAL MANGEMENT
LC2D38BD | REVERSING CONTACTOR | 7068600 | 6426000 | #REF! | Truc | 3.1 TESYS D CONTROL & PROTECTION, TERMINAL BLOCKS, THERMAL MANGEMENT
LC2D40AE7 | 3P EVLK REVERS CONT 40A 18,5KW AC3 48VAC | 8529400 | 7754000 | #REF! | Truc | 3.1 TESYS D CONTROL & PROTECTION, TERMINAL BLOCKS, THERMAL MANGEMENT
LC2D40AP7 | 3P EVLK REVER CONT 40A 18,5KW AC3 230VAC | 8529400 | 7754000 | #REF! | Truc | 3.1 TESYS D CONTROL & PROTECTION, TERMINAL BLOCKS, THERMAL MANGEMENT
LC2D50AM7 | 3P EVLK REVERS CONT 50A 22KW AC3 220VAC | 8752700 | 7957000 | #REF! | Truc | 3.1 TESYS D CONTROL & PROTECTION, TERMINAL BLOCKS, THERMAL MANGEMENT
LC2D50AP7 | 3P EVLK REVERS CONT 50A 22KW AC3 230VAC | 15631000 | 14210000 | #REF! | Truc | 3.1 TESYS D CONTROL & PROTECTION, TERMINAL BLOCKS, THERMAL MANGEMENT
LC2D65AE7 | 3P EVLK REVERS CONT 65A 30KW AC3 48VAC | 9291700 | 8447000 | #REF! | Truc | 3.1 TESYS D CONTROL & PROTECTION, TERMINAL BLOCKS, THERMAL MANGEMENT
LC2D65AM7 | 3P EVLK REVERS CONT 65A 30KW AC3 220VAC | 9291700 | 8447000 | #REF! | Truc | 3.1 TESYS D CONTROL & PROTECTION, TERMINAL BLOCKS, THERMAL MANGEMENT
LC2D80004M7 | REVERSING CONTACTOR | 15599100 | 14181000 | #REF! | Truc | 3.1 TESYS D CONTROL & PROTECTION, TERMINAL BLOCKS, THERMAL MANGEMENT
LC2D80004P7 | REVERSING CONTACTOR | 16144700 | 14677000 | #REF! | Truc | 3.1 TESYS D CONTROL & PROTECTION, TERMINAL BLOCKS, THERMAL MANGEMENT
LC2D80F7 | REVERSING CONTACTOR | 14419900 | 13109000 | #REF! | Truc | 3.1 TESYS D CONTROL & PROTECTION, TERMINAL BLOCKS, THERMAL MANGEMENT
LC2D80M7 | REVERSING CONTACTOR | 14924800 | 13568000 | #REF! | Truc | 3.1 TESYS D CONTROL & PROTECTION, TERMINAL BLOCKS, THERMAL MANGEMENT
LC2F115M7 | REVERSING CONTACTOR | 34210000 | 31100000 | #REF! | Truc | 3.1 TESYS D CONTROL & PROTECTION, TERMINAL BLOCKS, THERMAL MANGEMENT
LC2F185M7 | REVERSING CONTACTOR | 38379000 | 34890000 | #REF! | Truc | 3.1 TESYS D CONTROL & PROTECTION, TERMINAL BLOCKS, THERMAL MANGEMENT
LC2F225M7 | REVERSING CONTACTOR | 40569100 | 36881000 | #REF! | Truc | 3.1 TESYS D CONTROL & PROTECTION, TERMINAL BLOCKS, THERMAL MANGEMENT
LC2F265M7 | REVERSING CONTACTOR | 47505700 | 43187000 | #REF! | Truc | 3.1 TESYS D CONTROL & PROTECTION, TERMINAL BLOCKS, THERMAL MANGEMENT
LC2K0601B7 | REVERSING CONTACTOR | 2599300 | 2363000 | #REF! | Truc | 3.1 TESYS D CONTROL & PROTECTION, TERMINAL BLOCKS, THERMAL MANGEMENT
LC2K0601B72 | REVERSING CONTACTOR | 2867700 | 2607000 | #REF! | Truc | 3.1 TESYS D CONTROL & PROTECTION, TERMINAL BLOCKS, THERMAL MANGEMENT
LC2K0601E7 | 3P REVERS CONT 2.2KW 3P 1NC AUX 48VAC | 2599300 | 2363000 | #REF! | Truc | 3.1 TESYS D CONTROL & PROTECTION, TERMINAL BLOCKS, THERMAL MANGEMENT
LC2K0601F7 | REVERSING CONTACTOR | 2599300 | 2363000 | #REF! | Truc | 3.1 TESYS D CONTROL & PROTECTION, TERMINAL BLOCKS, THERMAL MANGEMENT
LC2K0601M7 | 3P REVERS CONT 2.2KW 3P 1NC AUX 220VAC | 2599300 | 2363000 | #REF! | Truc | 3.1 TESYS D CONTROL & PROTECTION, TERMINAL BLOCKS, THERMAL MANGEMENT
LC2K0601P7 | REVERSING CONTACTOR | 2535500 | 2305000 | #REF! | Truc | 3.1 TESYS D CONTROL & PROTECTION, TERMINAL BLOCKS, THERMAL MANGEMENT
LC2K0610E7 | REVERSING CONTACTOR | 2599300 | 2363000 | #REF! | Truc | 3.1 TESYS D CONTROL & PROTECTION, TERMINAL BLOCKS, THERMAL MANGEMENT
LC2K0610P7 | REVERSING CONTACTOR | 2535500 | 2305000 | #REF! | Truc | 3.1 TESYS D CONTROL & PROTECTION, TERMINAL BLOCKS, THERMAL MANGEMENT
LC2K09015E7 | 3P REVER 9A AC3 4KW 48VAC SOLDER PINS | 2620200 | 2382000 | #REF! | Truc | 3.1 TESYS D CONTROL & PROTECTION, TERMINAL BLOCKS, THERMAL MANGEMENT
LC2K0901B7 | 3P REVERS CONTACTOR 4KW 3P 1NC AUX 24VAC | 2620200 | 2382000 | #REF! | Truc | 3.1 TESYS D CONTROL & PROTECTION, TERMINAL BLOCKS, THERMAL MANGEMENT
LC2K0901E7 | 3P REVERS CONTACTOR 4KW 3P 1NC AUX 48VAC | 2686200 | 2442000 | #REF! | Truc | 3.1 TESYS D CONTROL & PROTECTION, TERMINAL BLOCKS, THERMAL MANGEMENT
LC2K0901M7 | 3P REVERS CONT 4KW 3P 1NC AUX 220VAC | 2686200 | 2442000 | #REF! | Truc | 3.1 TESYS D CONTROL & PROTECTION, TERMINAL BLOCKS, THERMAL MANGEMENT
LC2K0901P7 | INV 3P+O VIS 230V 50/60HZ | 2620200 | 2382000 | #REF! | Truc | 3.1 TESYS D CONTROL & PROTECTION, TERMINAL BLOCKS, THERMAL MANGEMENT
LC2K0910B7 | 3P REVERS CONTACTOR 4KW 3P 1NO AUX 24VAC | 2686200 | 2442000 | #REF! | Truc | 3.1 TESYS D CONTROL & PROTECTION, TERMINAL BLOCKS, THERMAL MANGEMENT
LC2K0910D7 | 3P REVERS CONTACTOR 4KW 3P 1NO AUX 42VAC | 2620200 | 2382000 | #REF! | Truc | 3.1 TESYS D CONTROL & PROTECTION, TERMINAL BLOCKS, THERMAL MANGEMENT
LC2K0910E7 | 3P REVERS CONTACTOR 4KW 3P 1NO AUX 48VAC | 2620200 | 2382000 | #REF! | Truc | 3.1 TESYS D CONTROL & PROTECTION, TERMINAL BLOCKS, THERMAL MANGEMENT
LC2K0910P7 | REVERSING CONTACTOR | 2620200 | 2382000 | #REF! | Truc | 3.1 TESYS D CONTROL & PROTECTION, TERMINAL BLOCKS, THERMAL MANGEMENT
LC2K12107B7 | REVERSING CONTACTOR | 2711500 | 2465000 | #REF! | Truc | 3.1 TESYS D CONTROL & PROTECTION, TERMINAL BLOCKS, THERMAL MANGEMENT
LC2K1210M7 | REVERSING CONTACTOR | 2620200 | 2382000 | #REF! | Truc | 3.1 TESYS D CONTROL & PROTECTION, TERMINAL BLOCKS, THERMAL MANGEMENT
LC3D115P7A64 | STAR DELTA CONT | 70627700 | 64207000 | #REF! | Truc | 3.1 TESYS D CONTROL & PROTECTION, TERMINAL BLOCKS, THERMAL MANGEMENT
LC3D120AP7 | S.D 1S ON RAIL 230V50/60 | 11619300 | 10563000 | #REF! | Truc | 3.1 TESYS D CONTROL & PROTECTION, TERMINAL BLOCKS, THERMAL MANGEMENT
LC3D180AB7 | S.D 1S ON RAIL 24V50/60 | 13989800 | 12718000 | #REF! | Truc | 3.1 TESYS D CONTROL & PROTECTION, TERMINAL BLOCKS, THERMAL MANGEMENT
LC3D180AP7 | S.D 1S ON RAIL 230V50/60 | 14829100 | 13481000 | #REF! | Truc | 3.1 TESYS D CONTROL & PROTECTION, TERMINAL BLOCKS, THERMAL MANGEMENT
LC3D18AU7 | S.D 1S ON PLATE 240V50/60 | 15055700 | 13687000 | #REF! | Truc | 3.1 TESYS D CONTROL & PROTECTION, TERMINAL BLOCKS, THERMAL MANGEMENT
LC3D320AP7 | S.D 1S ON RAIL 230V50/60 | 14924800 | 13568000 | #REF! | Truc | 3.1 TESYS D CONTROL & PROTECTION, TERMINAL BLOCKS, THERMAL MANGEMENT
LC3D32AP7 | S.D 1S ON PLATE 230V50/60 | 13796200 | 12542000 | #REF! | Truc | 3.1 TESYS D CONTROL & PROTECTION, TERMINAL BLOCKS, THERMAL MANGEMENT
LC3D80M7 | STAR DELTA STARTER | 25129500 | 22845000 | #REF! | Truc | 3.1 TESYS D CONTROL & PROTECTION, TERMINAL BLOCKS, THERMAL MANGEMENT
LC3D80P7A64 | STAR DELTA STARTER | 30010200 | 27282000 | #REF! | Truc | 3.1 TESYS D CONTROL & PROTECTION, TERMINAL BLOCKS, THERMAL MANGEMENT
LC7K09004M7 | CONTACTOR | 2712600 | 2466000 | #REF! | Truc | 3.1 TESYS D CONTROL & PROTECTION, TERMINAL BLOCKS, THERMAL MANGEMENT
LC7K0901M7 | CONTACTOR | 1955800 | 1778000 | #REF! | Truc | 3.1 TESYS D CONTROL & PROTECTION, TERMINAL BLOCKS, THERMAL MANGEMENT
LD1LD030M | CONTACTOR BREAKER 63 | 52608600 | 47826000 | #REF! | Truc | 3.1 TESYS D CONTROL & PROTECTION, TERMINAL BLOCKS, THERMAL MANGEMENT
LD4LD130M | CONT BREAKER ISO GREY 63 | 63533800 | 57758000 | #REF! | Truc | 3.1 TESYS D CONTROL & PROTECTION, TERMINAL BLOCKS, THERMAL MANGEMENT
LE1D09B7 | ENCLOS 1S 09A 24V 50/60 ENCLOSED START | 3371500 | 3065000 | #REF! | Truc | 3.1 TESYS D CONTROL & PROTECTION, TERMINAL BLOCKS, THERMAL MANGEMENT
LE1D09P7 | ENCLOS 1S 09A 230V 50/60 | 3438600 | 3126000 | #REF! | Truc | 3.1 TESYS D CONTROL & PROTECTION, TERMINAL BLOCKS, THERMAL MANGEMENT
LE1D09Q7 | ENCLOS 1S 09A 380V 50/60 | 3438600 | 3126000 | #REF! | Truc | 3.1 TESYS D CONTROL & PROTECTION, TERMINAL BLOCKS, THERMAL MANGEMENT
LE1D09R7 | ENCLOS 1S 09A 440V 50/60 | 3438600 | 3126000 | #REF! | Truc | 3.1 TESYS D CONTROL & PROTECTION, TERMINAL BLOCKS, THERMAL MANGEMENT
LE1D09U7 | ENCLOS 1S 09A 240V 50/60 | 3438600 | 3126000 | #REF! | Truc | 3.1 TESYS D CONTROL & PROTECTION, TERMINAL BLOCKS, THERMAL MANGEMENT
LE1D09V7 | ENCLOS 1S 09A 400V 50/60 | 3438600 | 3126000 | #REF! | Truc | 3.1 TESYS D CONTROL & PROTECTION, TERMINAL BLOCKS, THERMAL MANGEMENT
LE1D12M7 | ENCLOS 1S 12A 220V 50/60 | 4101900 | 3729000 | #REF! | Truc | 3.1 TESYS D CONTROL & PROTECTION, TERMINAL BLOCKS, THERMAL MANGEMENT
LE1D12N7 | ENCLOS 1S 12A 415V 50/60 | 4101900 | 3729000 | #REF! | Truc | 3.1 TESYS D CONTROL & PROTECTION, TERMINAL BLOCKS, THERMAL MANGEMENT
LE1D12Q7 | ENCLOS 1S 12A 380V 50/60 | 4101900 | 3729000 | #REF! | Truc | 3.1 TESYS D CONTROL & PROTECTION, TERMINAL BLOCKS, THERMAL MANGEMENT
LE1D12V7 | ENCLOS 1S 12A 400V 50/60 | 4184400 | 3804000 | #REF! | Truc | 3.1 TESYS D CONTROL & PROTECTION, TERMINAL BLOCKS, THERMAL MANGEMENT
LE1D18M7 | ENCLOS 1S 18A 220V 50/60 | 5385600 | 4896000 | #REF! | Truc | 3.1 TESYS D CONTROL & PROTECTION, TERMINAL BLOCKS, THERMAL MANGEMENT
LE1D18Q7 | ENCLOS 1S 18A 380V 50/60 | 5280000 | 4800000 | #REF! | Truc | 3.1 TESYS D CONTROL & PROTECTION, TERMINAL BLOCKS, THERMAL MANGEMENT
LE1D18V7 | ENCLOS 1S 18A 400V 50/60 | 5385600 | 4896000 | #REF! | Truc | 3.1 TESYS D CONTROL & PROTECTION, TERMINAL BLOCKS, THERMAL MANGEMENT
LE1D25M7 | ENCLOS 1S 25A 220V 50/60 | 6079700 | 5527000 | #REF! | Truc | 3.1 TESYS D CONTROL & PROTECTION, TERMINAL BLOCKS, THERMAL MANGEMENT
LE1D35M7 | ENCLOS 1S 35A 220V 50/60 | 6794700 | 6177000 | #REF! | Truc | 3.1 TESYS D CONTROL & PROTECTION, TERMINAL BLOCKS, THERMAL MANGEMENT
LE1D35Q7 | ENCLOS 1S 35A 380V 50/60 | 6794700 | 6177000 | #REF! | Truc | 3.1 TESYS D CONTROL & PROTECTION, TERMINAL BLOCKS, THERMAL MANGEMENT
LE1D65AP7A04 | ENCLOSED STARTER METAL 1D TESYS 65A COIL | 20278500 | 18435000 | #REF! | Truc | 3.1 TESYS D CONTROL & PROTECTION, TERMINAL BLOCKS, THERMAL MANGEMENT
LE1GVMEK | ENCL STARTER GV+LC1K 24V | 3007400 | 2734000 | #REF! | Truc | 3.1 TESYS D CONTROL & PROTECTION, TERMINAL BLOCKS, THERMAL MANGEMENT
LE1GVMEKA59 | ENCL STARTER GV+LC1K 24V | 3193300 | 2903000 | #REF! | Truc | 3.1 TESYS D CONTROL & PROTECTION, TERMINAL BLOCKS, THERMAL MANGEMENT
LE1M35M707 | STARTER | 2971100 | 2701000 | #REF! | Truc | 3.1 TESYS D CONTROL & PROTECTION, TERMINAL BLOCKS, THERMAL MANGEMENT
LE1M35M712 | STARTER | 3030500 | 2755000 | #REF! | Truc | 3.1 TESYS D CONTROL & PROTECTION, TERMINAL BLOCKS, THERMAL MANGEMENT
LE1M35M714 | STARTER | 3052500 | 2775000 | #REF! | Truc | 3.1 TESYS D CONTROL & PROTECTION, TERMINAL BLOCKS, THERMAL MANGEMENT
LE1M35M716 | STARTER | 3052500 | 2775000 | #REF! | Truc | 3.1 TESYS D CONTROL & PROTECTION, TERMINAL BLOCKS, THERMAL MANGEMENT
LE1M35M721 | STARTER | 3239500 | 2945000 | #REF! | Truc | 3.1 TESYS D CONTROL & PROTECTION, TERMINAL BLOCKS, THERMAL MANGEMENT
LE1M35M722 | STARTER | 3052500 | 2775000 | #REF! | Truc | 3.1 TESYS D CONTROL & PROTECTION, TERMINAL BLOCKS, THERMAL MANGEMENT
LE1M35N712 | STARTER | 3052500 | 2775000 | #REF! | Truc | 3.1 TESYS D CONTROL & PROTECTION, TERMINAL BLOCKS, THERMAL MANGEMENT
LE1M35N722 | STARTER | 3052500 | 2775000 | #REF! | Truc | 3.1 TESYS D CONTROL & PROTECTION, TERMINAL BLOCKS, THERMAL MANGEMENT
LE1M35Q705 | STARTER | 3052500 | 2775000 | #REF! | Truc | 3.1 TESYS D CONTROL & PROTECTION, TERMINAL BLOCKS, THERMAL MANGEMENT
LE1M35Q706 | STARTER | 3052500 | 2775000 | #REF! | Truc | 3.1 TESYS D CONTROL & PROTECTION, TERMINAL BLOCKS, THERMAL MANGEMENT
LE1M35Q707 | STARTER | 3114100 | 2831000 | #REF! | Truc | 3.1 TESYS D CONTROL & PROTECTION, TERMINAL BLOCKS, THERMAL MANGEMENT
LE1M35Q708 | STARTER | 3052500 | 2775000 | #REF! | Truc | 3.1 TESYS D CONTROL & PROTECTION, TERMINAL BLOCKS, THERMAL MANGEMENT
LE1M35Q712 | STARTER | 3114100 | 2831000 | #REF! | Truc | 3.1 TESYS D CONTROL & PROTECTION, TERMINAL BLOCKS, THERMAL MANGEMENT
LE1M35Q716 | STARTER | 3052500 | 2775000 | #REF! | Truc | 3.1 TESYS D CONTROL & PROTECTION, TERMINAL BLOCKS, THERMAL MANGEMENT
LE1M35Q721 | STARTER | 3371500 | 3065000 | #REF! | Truc | 3.1 TESYS D CONTROL & PROTECTION, TERMINAL BLOCKS, THERMAL MANGEMENT
LE1M35Q722 | STARTER | 3052500 | 2775000 | #REF! | Truc | 3.1 TESYS D CONTROL & PROTECTION, TERMINAL BLOCKS, THERMAL MANGEMENT
LE1M35R710 | STARTER | 3052500 | 2775000 | #REF! | Truc | 3.1 TESYS D CONTROL & PROTECTION, TERMINAL BLOCKS, THERMAL MANGEMENT
LE1M35U714 | STARTER | 3052500 | 2775000 | #REF! | Truc | 3.1 TESYS D CONTROL & PROTECTION, TERMINAL BLOCKS, THERMAL MANGEMENT
LE1M35V712 | STARTER | 3052500 | 2775000 | #REF! | Truc | 3.1 TESYS D CONTROL & PROTECTION, TERMINAL BLOCKS, THERMAL MANGEMENT
LE3D18M7 | ENCLOS.STARDELTA 18A 220V ENCLOSED START | 21034200 | 19122000 | #REF! | Truc | 3.1 TESYS D CONTROL & PROTECTION, TERMINAL BLOCKS, THERMAL MANGEMENT
LE3D35M7 | ENCLOS.STARDELTA 35A 220V ENCLOSED START | 23322200 | 21202000 | #REF! | Truc | 3.1 TESYS D CONTROL & PROTECTION, TERMINAL BLOCKS, THERMAL MANGEMENT
LE4D09P7 | ENCLOS START 1S 9A 230V | 15065600 | 13696000 | #REF! | Truc | 3.1 TESYS D CONTROL & PROTECTION, TERMINAL BLOCKS, THERMAL MANGEMENT
LE4D12M7 | ENCLOS START 1S 12A 220V | 16219500 | 14745000 | #REF! | Truc | 3.1 TESYS D CONTROL & PROTECTION, TERMINAL BLOCKS, THERMAL MANGEMENT
LE4D12V7 | ENCLOS START 1S 12A 400V | 16219500 | 14745000 | #REF! | Truc | 3.1 TESYS D CONTROL & PROTECTION, TERMINAL BLOCKS, THERMAL MANGEMENT
LE4D35V7 | ENCLOS START 1S 35A 400V | 21158500 | 19235000 | #REF! | Truc | 3.1 TESYS D CONTROL & PROTECTION, TERMINAL BLOCKS, THERMAL MANGEMENT
LG1K065M705 | ENCL+CIRC.BREAKER+VARIO CONTACTOR | 13225300 | 12023000 | #REF! | Truc | 3.1 TESYS D CONTROL & PROTECTION, TERMINAL BLOCKS, THERMAL MANGEMENT
LG1K095M714 | ENCL+CIRC.BREAKER+VARIO CONTACTOR | 13225300 | 12023000 | #REF! | Truc | 3.1 TESYS D CONTROL & PROTECTION, TERMINAL BLOCKS, THERMAL MANGEMENT
LG7K06M707 | ENCLOSURE+GV2M+CONTACTOR | 9069500 | 8245000 | #REF! | Truc | 3.1 TESYS D CONTROL & PROTECTION, TERMINAL BLOCKS, THERMAL MANGEMENT
LG7K06V708 | ENCLOSURE+GV2M+CONTACTOR | 10924100 | 9931000 | #REF! | Truc | 3.1 TESYS D CONTROL & PROTECTION, TERMINAL BLOCKS, THERMAL MANGEMENT
LG7K09V714 | ENCL.+CIRC.BREAKER+CONT. | 14364900 | 13059000 | #REF! | Truc | 3.1 TESYS D CONTROL & PROTECTION, TERMINAL BLOCKS, THERMAL MANGEMENT
LP1D40008ED | CONTACTOR | 6933300 | 6303000 | #REF! | Truc | 3.1 TESYS D CONTROL & PROTECTION, TERMINAL BLOCKS, THERMAL MANGEMENT
LP1D40008MD | CONTACTOR | 6933300 | 6303000 | #REF! | Truc | 3.1 TESYS D CONTROL & PROTECTION, TERMINAL BLOCKS, THERMAL MANGEMENT
LP1D65008BD | 4P CONTACTOR 80A AC-1 (2NO 2NC) 24VDC | 6699000 | 6090000 | #REF! | Truc | 3.1 TESYS D CONTROL & PROTECTION, TERMINAL BLOCKS, THERMAL MANGEMENT
LP1K06015BD | CONTACTOR | 1329900 | 1209000 | #REF! | Truc | 3.1 TESYS D CONTROL & PROTECTION, TERMINAL BLOCKS, THERMAL MANGEMENT
LP1K0601BD3 | CONTACTOR | 1050500 | 955000 | #REF! | Truc | 3.1 TESYS D CONTROL & PROTECTION, TERMINAL BLOCKS, THERMAL MANGEMENT
LP1K06103BD3 | CONTACTOR SPRING | 1336500 | 1215000 | #REF! | Truc | 3.1 TESYS D CONTROL & PROTECTION, TERMINAL BLOCKS, THERMAL MANGEMENT
LP1K0610BD3 | CONTACTOR | 1050500 | 955000 | #REF! | Truc | 3.1 TESYS D CONTROL & PROTECTION, TERMINAL BLOCKS, THERMAL MANGEMENT
LP1K090045BD | CONTACTOR | 1849100 | 1681000 | #REF! | Truc | 3.1 TESYS D CONTROL & PROTECTION, TERMINAL BLOCKS, THERMAL MANGEMENT
LP1K09004BD | CONTACTOR 4P VIS 24V DC | 1849100 | 1681000 | #REF! | Truc | 3.1 TESYS D CONTROL & PROTECTION, TERMINAL BLOCKS, THERMAL MANGEMENT
LP1K09004ED | CONTACTOR 4P VIS 48V DC | 1804000 | 1640000 | #REF! | Truc | 3.1 TESYS D CONTROL & PROTECTION, TERMINAL BLOCKS, THERMAL MANGEMENT
LP1K09004MD | CONTACTOR | 1804000 | 1640000 | #REF! | Truc | 3.1 TESYS D CONTROL & PROTECTION, TERMINAL BLOCKS, THERMAL MANGEMENT
LP1K09008BD | CONTACTOR 2P+2R VIS 24V DC | 902000 | 820000 | #REF! | Truc | 3.1 TESYS D CONTROL & PROTECTION, TERMINAL BLOCKS, THERMAL MANGEMENT
LP1K09008FD | CONTACTOR | 1047200 | 952000 | #REF! | Truc | 3.1 TESYS D CONTROL & PROTECTION, TERMINAL BLOCKS, THERMAL MANGEMENT
LP1K09008MD | CONTACTOR | 1047200 | 952000 | #REF! | Truc | 3.1 TESYS D CONTROL & PROTECTION, TERMINAL BLOCKS, THERMAL MANGEMENT
LP1K0901BD3 | 3P CONTACTOR 9A AC3 4KW 24VDC SPING | 1021900 | 929000 | #REF! | Truc | 3.1 TESYS D CONTROL & PROTECTION, TERMINAL BLOCKS, THERMAL MANGEMENT
LP1K09103BD3 | CONTACTOR | 2044900 | 1859000 | #REF! | Truc | 3.1 TESYS D CONTROL & PROTECTION, TERMINAL BLOCKS, THERMAL MANGEMENT
LP1K09105BD | 3P CONTACTOR 9A AC3 1N/O AUX PCB | 1189100 | 1081000 | #REF! | Truc | 3.1 TESYS D CONTROL & PROTECTION, TERMINAL BLOCKS, THERMAL MANGEMENT
LP1K0910BD3 | 3P CONTACTOR 9A AC3 4KW L/C 24VDC | 960300 | 873000 | #REF! | Truc | 3.1 TESYS D CONTROL & PROTECTION, TERMINAL BLOCKS, THERMAL MANGEMENT
LP1K0910GD | CONTACTOR | 1021900 | 929000 | #REF! | Truc | 3.1 TESYS D CONTROL & PROTECTION, TERMINAL BLOCKS, THERMAL MANGEMENT
LP1K12004BD | 4P CONTACTOR 20A AC1 24VDC COIL | 2216500 | 2015000 | #REF! | Truc | 3.1 TESYS D CONTROL & PROTECTION, TERMINAL BLOCKS, THERMAL MANGEMENT
LP1K12004JD | CONTACTOR | 1804000 | 1640000 | #REF! | Truc | 3.1 TESYS D CONTROL & PROTECTION, TERMINAL BLOCKS, THERMAL MANGEMENT
LP1K12103BD3 | CONTACTOR SPRING | 2216500 | 2015000 | #REF! | Truc | 3.1 TESYS D CONTROL & PROTECTION, TERMINAL BLOCKS, THERMAL MANGEMENT
LP1SK0600BD | 2P SK CONTACTOR 1.1 KW 24VDC COIL | 1070300 | 973000 | #REF! | Truc | 3.1 TESYS D CONTROL & PROTECTION, TERMINAL BLOCKS, THERMAL MANGEMENT
LP1SK0600JD | 2P SK CONTACTOR 1.1 KW 12VDC COIL | 1070300 | 973000 | #REF! | Truc | 3.1 TESYS D CONTROL & PROTECTION, TERMINAL BLOCKS, THERMAL MANGEMENT
LP2K1201BD | REVERSING CONTACTOR | 2531100 | 2301000 | #REF! | Truc | 3.1 TESYS D CONTROL & PROTECTION, TERMINAL BLOCKS, THERMAL MANGEMENT
LP4K0601BW3 | CONTACTOR | 1241900 | 1129000 | #REF! | Truc | 3.1 TESYS D CONTROL & PROTECTION, TERMINAL BLOCKS, THERMAL MANGEMENT
LP4K0610BW3 | CONTACTOR | 1241900 | 1129000 | #REF! | Truc | 3.1 TESYS D CONTROL & PROTECTION, TERMINAL BLOCKS, THERMAL MANGEMENT
LP4K09008BW3 | CONTACTOR | 1113200 | 1012000 | #REF! | Truc | 3.1 TESYS D CONTROL & PROTECTION, TERMINAL BLOCKS, THERMAL MANGEMENT
LP4K09015BW3 | CONTACTOR | 1699500 | 1545000 | #REF! | Truc | 3.1 TESYS D CONTROL & PROTECTION, TERMINAL BLOCKS, THERMAL MANGEMENT
LP4K0901BW3 | 3P CONTACTOR 4.0KW 24VDC LOW CONSUMP | 1097800 | 998000 | #REF! | Truc | 3.1 TESYS D CONTROL & PROTECTION, TERMINAL BLOCKS, THERMAL MANGEMENT
LP4K0910BW3 | 3P CONTACTOR 4.0KW 24VDC LOW CONSUMP | 1062600 | 966000 | #REF! | Truc | 3.1 TESYS D CONTROL & PROTECTION, TERMINAL BLOCKS, THERMAL MANGEMENT
LP4K12015BW3 | CONTACTOR | 1173700 | 1067000 | #REF! | Truc | 3.1 TESYS D CONTROL & PROTECTION, TERMINAL BLOCKS, THERMAL MANGEMENT
LP4K1201BW3 | CONTACTOR | 991100 | 901000 | #REF! | Truc | 3.1 TESYS D CONTROL & PROTECTION, TERMINAL BLOCKS, THERMAL MANGEMENT
LP5K0601BW3 | REVERSING CONTACTOR | 2504700 | 2277000 | #REF! | Truc | 3.1 TESYS D CONTROL & PROTECTION, TERMINAL BLOCKS, THERMAL MANGEMENT
LP5K0910BW3 | REVERSING CONTACTOR | 2504700 | 2277000 | #REF! | Truc | 3.1 TESYS D CONTROL & PROTECTION, TERMINAL BLOCKS, THERMAL MANGEMENT
LP5K1201BW3 | REVERSING CONTACTOR | 2504700 | 2277000 | #REF! | Truc | 3.1 TESYS D CONTROL & PROTECTION, TERMINAL BLOCKS, THERMAL MANGEMENT
LP5K1210BW3 | REVERSING CONTACTOR | 2444200 | 2222000 | #REF! | Truc | 3.1 TESYS D CONTROL & PROTECTION, TERMINAL BLOCKS, THERMAL MANGEMENT
LR2D3553 | RELAY | 5332800 | 4848000 | #REF! | Truc | 3.1 TESYS D CONTROL & PROTECTION, TERMINAL BLOCKS, THERMAL MANGEMENT
LR2D3555 | TESYS D OVERLOAD RELAY CL20 30-40A | 5547300 | 5043000 | #REF! | Truc | 3.1 TESYS D CONTROL & PROTECTION, TERMINAL BLOCKS, THERMAL MANGEMENT
LR2D3557 | TESYS D OVERLOAD RELAY CL20 37-50A | 5630900 | 5119000 | #REF! | Truc | 3.1 TESYS D CONTROL & PROTECTION, TERMINAL BLOCKS, THERMAL MANGEMENT
LR2D3559 | TESYS D OVERLOAD RELAY CL20 48-65A | 6045600 | 5496000 | #REF! | Truc | 3.1 TESYS D CONTROL & PROTECTION, TERMINAL BLOCKS, THERMAL MANGEMENT
LR2D3561 | TESYS D OVERLOAD RELAY CL20 55-70A | 6167700 | 5607000 | #REF! | Truc | 3.1 TESYS D CONTROL & PROTECTION, TERMINAL BLOCKS, THERMAL MANGEMENT
LR2D3563 | TESYS D OVERLOAD RELAY CL20 63-80A | 6167700 | 5607000 | #REF! | Truc | 3.1 TESYS D CONTROL & PROTECTION, TERMINAL BLOCKS, THERMAL MANGEMENT
LR3D03 | OVERLOAD REL.0,25 A 0,40A | 724900 | 659000 | #REF! | Truc | 3.1 TESYS D CONTROL & PROTECTION, TERMINAL BLOCKS, THERMAL MANGEMENT
LR3D046 | OVERLOAD REL.0,40 A 0,63A | 724900 | 659000 | #REF! | Truc | 3.1 TESYS D CONTROL & PROTECTION, TERMINAL BLOCKS, THERMAL MANGEMENT
LR3D05 | OVERLOAD REL.0,63 A 1A | 756800 | 688000 | #REF! | Truc | 3.1 TESYS D CONTROL & PROTECTION, TERMINAL BLOCKS, THERMAL MANGEMENT
LR3D056 | OVERLOAD REL.0,63 A 1A | 724900 | 659000 | #REF! | Truc | 3.1 TESYS D CONTROL & PROTECTION, TERMINAL BLOCKS, THERMAL MANGEMENT
LR3D06 | D OVERLOAD (NON DIFF) 1.0-1.7A CL10A | 775500 | 705000 | #REF! | Truc | 3.1 TESYS D CONTROL & PROTECTION, TERMINAL BLOCKS, THERMAL MANGEMENT
LR3D066 | OVERLOAD REL.1 A 1,6A | 860200 | 782000 | #REF! | Truc | 3.1 TESYS D CONTROL & PROTECTION, TERMINAL BLOCKS, THERMAL MANGEMENT
LR3D07 | D OVERLOAD (NON DIFF) 1.6-2.5A CL10A | 860200 | 782000 | #REF! | Truc | 3.1 TESYS D CONTROL & PROTECTION, TERMINAL BLOCKS, THERMAL MANGEMENT
LR3D076 | OVERLOAD REL.1,6 A 2,5A | 823900 | 749000 | #REF! | Truc | 3.1 TESYS D CONTROL & PROTECTION, TERMINAL BLOCKS, THERMAL MANGEMENT
LR3D086 | OVERLOAD REL.2,5 A 4A | 1001000 | 910000 | #REF! | Truc | 3.1 TESYS D CONTROL & PROTECTION, TERMINAL BLOCKS, THERMAL MANGEMENT
LR3D12 | TESYS D OVERLOAD (NON DIFF) 5.5-8 A | 775500 | 705000 | #REF! | Truc | 3.1 TESYS D CONTROL & PROTECTION, TERMINAL BLOCKS, THERMAL MANGEMENT
LR3D126 | OVERLOAD REL. 5,5 A 8A | 809600 | 736000 | #REF! | Truc | 3.1 TESYS D CONTROL & PROTECTION, TERMINAL BLOCKS, THERMAL MANGEMENT
LR3D21 | OVERLOAD REL.12 A 18A | 825000 | 750000 | #REF! | Truc | 3.1 TESYS D CONTROL & PROTECTION, TERMINAL BLOCKS, THERMAL MANGEMENT
LR3D216 | OVERLOAD REL.12 A 18A | 861300 | 783000 | #REF! | Truc | 3.1 TESYS D CONTROL & PROTECTION, TERMINAL BLOCKS, THERMAL MANGEMENT
LR3D22 | OVERLOAD REL.17 A 25A | 753500 | 685000 | #REF! | Truc | 3.1 TESYS D CONTROL & PROTECTION, TERMINAL BLOCKS, THERMAL MANGEMENT
LR3D326 | OVERLOAD REL.23 A 32A | 916300 | 833000 | #REF! | Truc | 3.1 TESYS D CONTROL & PROTECTION, TERMINAL BLOCKS, THERMAL MANGEMENT
LR3D3363 | RELAY | 4271300 | 3883000 | #REF! | Truc | 3.1 TESYS D CONTROL & PROTECTION, TERMINAL BLOCKS, THERMAL MANGEMENT
LR3D3365 | RELAY | 5241500 | 4765000 | #REF! | Truc | 3.1 TESYS D CONTROL & PROTECTION, TERMINAL BLOCKS, THERMAL MANGEMENT
LR3D350 | 37-50A CL 10A NON DIFF EVLK TOR | 2653200 | 2412000 | #REF! | Truc | 3.1 TESYS D CONTROL & PROTECTION, TERMINAL BLOCKS, THERMAL MANGEMENT
LR3D380 | 62-80A CL10A NON DIFF EVLK TOR | 4901600 | 4456000 | #REF! | Truc | 3.1 TESYS D CONTROL & PROTECTION, TERMINAL BLOCKS, THERMAL MANGEMENT
LR3D3803 | 62-80A CL10A NON DIFF EVLK TOR | 5381200 | 4892000 | #REF! | Truc | 3.1 TESYS D CONTROL & PROTECTION, TERMINAL BLOCKS, THERMAL MANGEMENT
LR7K0305 | RELAY | 1182500 | 1075000 | #REF! | Truc | 3.1 TESYS D CONTROL & PROTECTION, TERMINAL BLOCKS, THERMAL MANGEMENT
LR7K0306 | RELAY | 1301300 | 1183000 | #REF! | Truc | 3.1 TESYS D CONTROL & PROTECTION, TERMINAL BLOCKS, THERMAL MANGEMENT
LR7K0310 | RELAY | 1271600 | 1156000 | #REF! | Truc | 3.1 TESYS D CONTROL & PROTECTION, TERMINAL BLOCKS, THERMAL MANGEMENT
LR7K0314 | RELAY | 1271600 | 1156000 | #REF! | Truc | 3.1 TESYS D CONTROL & PROTECTION, TERMINAL BLOCKS, THERMAL MANGEMENT
LR7K0316 | RELAY | 1301300 | 1183000 | #REF! | Truc | 3.1 TESYS D CONTROL & PROTECTION, TERMINAL BLOCKS, THERMAL MANGEMENT
LR9D01 | ELECTRONIC OLR 0.1-0.5 A | 4162400 | 3784000 | #REF! | Truc | 3.1 TESYS D CONTROL & PROTECTION, TERMINAL BLOCKS, THERMAL MANGEMENT
LR9D02 | ELECTRONIC OLR 0.4-2.0 A | 4162400 | 3784000 | #REF! | Truc | 3.1 TESYS D CONTROL & PROTECTION, TERMINAL BLOCKS, THERMAL MANGEMENT
LR9D08 | ELECTRONIC OLR 1.6-8.0 A | 4162400 | 3784000 | #REF! | Truc | 3.1 TESYS D CONTROL & PROTECTION, TERMINAL BLOCKS, THERMAL MANGEMENT
LR9D32 | ELECTRONIC OLR 6.4-32 A | 4162400 | 3784000 | #REF! | Truc | 3.1 TESYS D CONTROL & PROTECTION, TERMINAL BLOCKS, THERMAL MANGEMENT
LR9D5367 | THERMAL OVERLOAD RELAY | 13626800 | 12388000 | #REF! | Truc | 3.1 TESYS D CONTROL & PROTECTION, TERMINAL BLOCKS, THERMAL MANGEMENT
LR9D5369 | THERMAL OVERLOAD RELAY | 13626800 | 12388000 | #REF! | Truc | 3.1 TESYS D CONTROL & PROTECTION, TERMINAL BLOCKS, THERMAL MANGEMENT
LR9D5569 | THERMAL OVERLOAD RELAY | 12384900 | 11259000 | #REF! | Truc | 3.1 TESYS D CONTROL & PROTECTION, TERMINAL BLOCKS, THERMAL MANGEMENT
LR9D67 | THERMAL OVERLOAD RELAY | 16390000 | 14900000 | #REF! | Truc | 3.1 TESYS D CONTROL & PROTECTION, TERMINAL BLOCKS, THERMAL MANGEMENT
LR9D69 | THERMAL OVERLOAD RELAY | 16390000 | 14900000 | #REF! | Truc | 3.1 TESYS D CONTROL & PROTECTION, TERMINAL BLOCKS, THERMAL MANGEMENT
LR9F5557 | THERMAL OVERLOAD RELAY | 13117500 | 11925000 | #REF! | Truc | 3.1 TESYS D CONTROL & PROTECTION, TERMINAL BLOCKS, THERMAL MANGEMENT
LR9F5563 | THERMAL OVERLOAD RELAY | 11634700 | 10577000 | #REF! | Truc | 3.1 TESYS D CONTROL & PROTECTION, TERMINAL BLOCKS, THERMAL MANGEMENT
LR9F5569 | THERMAL OVERLOAD RELAY | 11783200 | 10712000 | #REF! | Truc | 3.1 TESYS D CONTROL & PROTECTION, TERMINAL BLOCKS, THERMAL MANGEMENT
LR9F67 | THERMAL OVERLOAD RELAY | 14391300 | 13083000 | #REF! | Truc | 3.1 TESYS D CONTROL & PROTECTION, TERMINAL BLOCKS, THERMAL MANGEMENT
LR9F71 | THERMAL OVERLOAD RELAY | 15006200 | 13642000 | #REF! | Truc | 3.1 TESYS D CONTROL & PROTECTION, TERMINAL BLOCKS, THERMAL MANGEMENT
LR9F7579 | THERMAL OVERLOAD RELAY | 15750900 | 14319000 | #REF! | Truc | 3.1 TESYS D CONTROL & PROTECTION, TERMINAL BLOCKS, THERMAL MANGEMENT
LR9F7581 | THERMAL OVERLOAD RELAY | 20092600 | 18266000 | #REF! | Truc | 3.1 TESYS D CONTROL & PROTECTION, TERMINAL BLOCKS, THERMAL MANGEMENT
LRD066 | OVERLOAD REL.1 A 1,6A CF | 755700 | 687000 | #REF! | Truc | 3.1 TESYS D CONTROL & PROTECTION, TERMINAL BLOCKS, THERMAL MANGEMENT
LRD073 | OVERLOAD REL.1,6A2,5A RES | 4732200 | 4302000 | #REF! | Truc | 3.1 TESYS D CONTROL & PROTECTION, TERMINAL BLOCKS, THERMAL MANGEMENT
LRD106 | OVERLOAD REL.4 A 6A CF | 786500 | 715000 | #REF! | Truc | 3.1 TESYS D CONTROL & PROTECTION, TERMINAL BLOCKS, THERMAL MANGEMENT
LRD146 | OVERLOAD REL.7 A 10A CF | 944900 | 859000 | #REF! | Truc | 3.1 TESYS D CONTROL & PROTECTION, TERMINAL BLOCKS, THERMAL MANGEMENT
LRD1508 | TESYS D THERMAL OVERLOAD 2.5-4.0A CL20 | 3378100 | 3071000 | #REF! | Truc | 3.1 TESYS D CONTROL & PROTECTION, TERMINAL BLOCKS, THERMAL MANGEMENT
LRD1510 | TESYS D THERMAL OVERLOAD 4.0-6.0A CL20 | 4111800 | 3738000 | #REF! | Truc | 3.1 TESYS D CONTROL & PROTECTION, TERMINAL BLOCKS, THERMAL MANGEMENT
LRD1512 | TESYS D THERMAL OVERLOAD 5.5-8.0A CL20 | 4327400 | 3934000 | #REF! | Truc | 3.1 TESYS D CONTROL & PROTECTION, TERMINAL BLOCKS, THERMAL MANGEMENT
LRD1514 | TESYS D THERMAL OVERLOAD 7.0-10A CL20 | 4006200 | 3642000 | #REF! | Truc | 3.1 TESYS D CONTROL & PROTECTION, TERMINAL BLOCKS, THERMAL MANGEMENT
LRD1516 | TESYS D THERMAL OVERLOAD 9-13A CL20 | 4029300 | 3663000 | #REF! | Truc | 3.1 TESYS D CONTROL & PROTECTION, TERMINAL BLOCKS, THERMAL MANGEMENT
LRD1521 | TESYS D THERMAL OVERLOAD 12-18A CL20 | 4043600 | 3676000 | #REF! | Truc | 3.1 TESYS D CONTROL & PROTECTION, TERMINAL BLOCKS, THERMAL MANGEMENT
LRD1522 | TESYS D THERMAL OVERLOAD 17-25A CL20 | 4211900 | 3829000 | #REF! | Truc | 3.1 TESYS D CONTROL & PROTECTION, TERMINAL BLOCKS, THERMAL MANGEMENT
LRD1530 | RELAY | 4084300 | 3713000 | #REF! | Truc | 3.1 TESYS D CONTROL & PROTECTION, TERMINAL BLOCKS, THERMAL MANGEMENT
LRD1532 | RELAY | 3980900 | 3619000 | #REF! | Truc | 3.1 TESYS D CONTROL & PROTECTION, TERMINAL BLOCKS, THERMAL MANGEMENT
LRD163 | OVERLOAD REL.9 A 13A RES. | 5183200 | 4712000 | #REF! | Truc | 3.1 TESYS D CONTROL & PROTECTION, TERMINAL BLOCKS, THERMAL MANGEMENT
LRD166 | OVERLOAD REL.9 A 13A CF | 630300 | 573000 | #REF! | Truc | 3.1 TESYS D CONTROL & PROTECTION, TERMINAL BLOCKS, THERMAL MANGEMENT
LRD16L6 | Cl20 BiMet OLR 600VAC 9 - 13 phase sen | 2228600 | 2026000 | #REF! | Truc | 3.1 TESYS D CONTROL & PROTECTION, TERMINAL BLOCKS, THERMAL MANGEMENT
LRD213 | OVERLOAD REL.12 A 18A RES | 5193100 | 4721000 | #REF! | Truc | 3.1 TESYS D CONTROL & PROTECTION, TERMINAL BLOCKS, THERMAL MANGEMENT
LRD216 | OVERLOAD REL.12 A 18A CF | 729300 | 663000 | #REF! | Truc | 3.1 TESYS D CONTROL & PROTECTION, TERMINAL BLOCKS, THERMAL MANGEMENT
LRD21L | Cl20 BiMet OLR 600VAC 12 - 18 phase sen | 1453100 | 1321000 | #REF! | Truc | 3.1 TESYS D CONTROL & PROTECTION, TERMINAL BLOCKS, THERMAL MANGEMENT
LRD21L6 | Cl20 BiMet OLR 600VAC 12 - 18 phase sen | 2272600 | 2066000 | #REF! | Truc | 3.1 TESYS D CONTROL & PROTECTION, TERMINAL BLOCKS, THERMAL MANGEMENT
LRD223 | OVERLOAD REL.17 A 25A RES | 5193100 | 4721000 | #REF! | Truc | 3.1 TESYS D CONTROL & PROTECTION, TERMINAL BLOCKS, THERMAL MANGEMENT
LRD313L | THERMAL OVERLOAD 9-13A CL20 EVERLINK | 5672700 | 5157000 | #REF! | Truc | 3.1 TESYS D CONTROL & PROTECTION, TERMINAL BLOCKS, THERMAL MANGEMENT
LRD318L | THERMAL OVERLOAD 12-18A CL20 EVERLINK | 5684800 | 5168000 | #REF! | Truc | 3.1 TESYS D CONTROL & PROTECTION, TERMINAL BLOCKS, THERMAL MANGEMENT
LRD325L | THERMAL OVERLOAD 17-25A CL20 EVERLINK | 5373500 | 4885000 | #REF! | Truc | 3.1 TESYS D CONTROL & PROTECTION, TERMINAL BLOCKS, THERMAL MANGEMENT
LRD326 | OVERLOAD REL.23 A 32A CF | 844800 | 768000 | #REF! | Truc | 3.1 TESYS D CONTROL & PROTECTION, TERMINAL BLOCKS, THERMAL MANGEMENT
LRD32L6 | Cl20 BiMet OLR 600VAC 23 - 32 phase sen | 3062400 | 2784000 | #REF! | Truc | 3.1 TESYS D CONTROL & PROTECTION, TERMINAL BLOCKS, THERMAL MANGEMENT
LRD3322 | THERMAL OVERLOAD 17-25A FITS LC1D80-D95 | 4554000 | 4140000 | #REF! | Truc | 3.1 TESYS D CONTROL & PROTECTION, TERMINAL BLOCKS, THERMAL MANGEMENT
LRD3323 | TOR 23-32A CL10A EVERLINK SPRING CTRL | 3751000 | 3410000 | #REF! | Truc | 3.1 TESYS D CONTROL & PROTECTION, TERMINAL BLOCKS, THERMAL MANGEMENT
LRD332L | THERMAL OVERLOAD 23-32A CL20 EVERLINK | 5610000 | 5100000 | #REF! | Truc | 3.1 TESYS D CONTROL & PROTECTION, TERMINAL BLOCKS, THERMAL MANGEMENT
LRD3353 | THERMAL OVERLOAD 23-32A FITS LC1D80-D95 | 4554000 | 4140000 | #REF! | Truc | 3.1 TESYS D CONTROL & PROTECTION, TERMINAL BLOCKS, THERMAL MANGEMENT
LRD3355 | THERMAL OVERLOAD 30-40A FITS LC1D80-D95 | 4570500 | 4155000 | #REF! | Truc | 3.1 TESYS D CONTROL & PROTECTION, TERMINAL BLOCKS, THERMAL MANGEMENT
LRD3357 | THERMAL OVERLOAD 37-50A FITS LC1D80-D95 | 4675000 | 4250000 | #REF! | Truc | 3.1 TESYS D CONTROL & PROTECTION, TERMINAL BLOCKS, THERMAL MANGEMENT
LRD3359 | THERMAL OVERLOAD 48-65A FITS LC1D80-D95 | 4390100 | 3991000 | #REF! | Truc | 3.1 TESYS D CONTROL & PROTECTION, TERMINAL BLOCKS, THERMAL MANGEMENT
LRD3361 | THERMAL OVERLOAD 55-70A FITS LC1D80-D95 | 4675000 | 4250000 | #REF! | Truc | 3.1 TESYS D CONTROL & PROTECTION, TERMINAL BLOCKS, THERMAL MANGEMENT
LRD3363 | THERMAL OVERLOAD 63-80A FITS LC1D80-D95 | 4675000 | 4250000 | #REF! | Truc | 3.1 TESYS D CONTROL & PROTECTION, TERMINAL BLOCKS, THERMAL MANGEMENT
LRD33676 | RELAY | 7692300 | 6993000 | #REF! | Truc | 3.1 TESYS D CONTROL & PROTECTION, TERMINAL BLOCKS, THERMAL MANGEMENT
LRD33696 | RELAY | 7692300 | 6993000 | #REF! | Truc | 3.1 TESYS D CONTROL & PROTECTION, TERMINAL BLOCKS, THERMAL MANGEMENT
LRD3656 | TOR 48-65A CL10A EVERLINK LUGS | 4780600 | 4346000 | #REF! | Truc | 3.1 TESYS D CONTROL & PROTECTION, TERMINAL BLOCKS, THERMAL MANGEMENT
LRD3803 | THERMAL OVERLOAD 62-80A CL10A EVERLINK | 4820200 | 4382000 | #REF! | Truc | 3.1 TESYS D CONTROL & PROTECTION, TERMINAL BLOCKS, THERMAL MANGEMENT
LRD3806 | THERMAL OVERLOAD 62-80A CL10A Lugs | 4376900 | 3979000 | #REF! | Truc | 3.1 TESYS D CONTROL & PROTECTION, TERMINAL BLOCKS, THERMAL MANGEMENT
LS1D32 | FUSE DISCONNECTOR SCREW VERSION | 1098900 | 999000 | #REF! | Truc | 3.1 TESYS D CONTROL & PROTECTION, TERMINAL BLOCKS, THERMAL MANGEMENT
LS1D32005 | RIGHT SIDE HANDLE | 858000 | 780000 | #REF! | Truc | 3.1 TESYS D CONTROL & PROTECTION, TERMINAL BLOCKS, THERMAL MANGEMENT
LT3SA00ED | PTC AUTO 24/48VDC RELAY | 4547400 | 4134000 | #REF! | Truc | 3.1 TESYS D CONTROL & PROTECTION, TERMINAL BLOCKS, THERMAL MANGEMENT
LT3SA00M | PTC AUTO 115/230VAC RELAY | 4667300 | 4243000 | #REF! | Truc | 3.1 TESYS D CONTROL & PROTECTION, TERMINAL BLOCKS, THERMAL MANGEMENT
LT3SA00MW | PTC AUTO 24..230V RELAY | 6887100 | 6261000 | #REF! | Truc | 3.1 TESYS D CONTROL & PROTECTION, TERMINAL BLOCKS, THERMAL MANGEMENT
LT3SE00BD | PTC AUTO 24VDC ECO RELAY | 3708100 | 3371000 | #REF! | Truc | 3.1 TESYS D CONTROL & PROTECTION, TERMINAL BLOCKS, THERMAL MANGEMENT
LT3SE00M | PTC AUTO 230VAC ECO RELAY | 5165600 | 4696000 | #REF! | Truc | 3.1 TESYS D CONTROL & PROTECTION, TERMINAL BLOCKS, THERMAL MANGEMENT
LT3SM00E | PTC MANU 24/48VAC RELAY | 5409800 | 4918000 | #REF! | Truc | 3.1 TESYS D CONTROL & PROTECTION, TERMINAL BLOCKS, THERMAL MANGEMENT
LT3SM00ED | PTC MANU 24/48VDC RELAY | 4706900 | 4279000 | #REF! | Truc | 3.1 TESYS D CONTROL & PROTECTION, TERMINAL BLOCKS, THERMAL MANGEMENT
LT3SM00M | PTC MANU 110/230VAC RELAY | 14203200 | 12912000 | #REF! | Truc | 3.1 TESYS D CONTROL & PROTECTION, TERMINAL BLOCKS, THERMAL MANGEMENT
LT3SM00MW | PTC MANU 24..230V RELAY | 6128100 | 5571000 | #REF! | Truc | 3.1 TESYS D CONTROL & PROTECTION, TERMINAL BLOCKS, THERMAL MANGEMENT
LT4706F7S | ELECTR. RELAY 0,5 A 6A 110V AC MAN. R | 1884300 | 1713000 | #REF! | Truc | 3.1 TESYS D CONTROL & PROTECTION, TERMINAL BLOCKS, THERMAL MANGEMENT
LT6CT1001 | CURRENT TRANSFO.100/1A | 4561700 | 4147000 | #REF! | Truc | 3.1 TESYS D CONTROL & PROTECTION, TERMINAL BLOCKS, THERMAL MANGEMENT
LT6CT2001 | CURRENT TRAN SFO 200 1A | 1262800 | 1148000 | #REF! | Truc | 3.1 TESYS D CONTROL & PROTECTION, TERMINAL BLOCKS, THERMAL MANGEMENT
LT6CT4001 | CURRENT TRANSFO.400/1A | 3484800 | 3168000 | #REF! | Truc | 3.1 TESYS D CONTROL & PROTECTION, TERMINAL BLOCKS, THERMAL MANGEMENT
LT6CT8001 | CURRENT TRANSFO.800/1A | 6494400 | 5904000 | #REF! | Truc | 3.1 TESYS D CONTROL & PROTECTION, TERMINAL BLOCKS, THERMAL MANGEMENT
LTM9BPS | BYPASS | 11024200 | 10022000 | #REF! | Truc | 3.1 TESYS D CONTROL & PROTECTION, TERMINAL BLOCKS, THERMAL MANGEMENT
LTM9CEXP10 | LTMR TO LTME RJ45 CONNECTOR CABLE 1M | 492800 | 448000 | #REF! | Truc | 3.1 TESYS D CONTROL & PROTECTION, TERMINAL BLOCKS, THERMAL MANGEMENT
LTM9CU10 | LTMR/LTME TO LTMCU HMI DEVICE CABLE 1M | 517000 | 470000 | #REF! | Truc | 3.1 TESYS D CONTROL & PROTECTION, TERMINAL BLOCKS, THERMAL MANGEMENT
LTM9CU30 | LTMR/LTME TO LTMCU HMI DEVICE CABLE 3M | 753500 | 685000 | #REF! | Truc | 3.1 TESYS D CONTROL & PROTECTION, TERMINAL BLOCKS, THERMAL MANGEMENT
LTM9F | ELECTRONIC FILTER FOR TESYST | 1849100 | 1681000 | #REF! | Truc | 3.1 TESYS D CONTROL & PROTECTION, TERMINAL BLOCKS, THERMAL MANGEMENT
LTM9KCU | PLASTIC HOUSING FOR PORTABLE LTMCU | 1025200 | 932000 | #REF! | Truc | 3.1 TESYS D CONTROL & PROTECTION, TERMINAL BLOCKS, THERMAL MANGEMENT
LTMCC004 | CONNEXION CABLE 04M | 806300 | 733000 | #REF! | Truc | 3.1 TESYS D CONTROL & PROTECTION, TERMINAL BLOCKS, THERMAL MANGEMENT
LTMCU | CONTROL OPERATOR UNIT | 8399600 | 7636000 | #REF! | Truc | 3.1 TESYS D CONTROL & PROTECTION, TERMINAL BLOCKS, THERMAL MANGEMENT
LTMCUF | TESYS T CONTROL DISPLAY UNIT FDR | 5540700 | 5037000 | #REF! | Truc | 3.1 TESYS D CONTROL & PROTECTION, TERMINAL BLOCKS, THERMAL MANGEMENT
LTMEV40BD | EXPANSION MODULE 24VDC | 9761400 | 8874000 | #REF! | Truc | 3.1 TESYS D CONTROL & PROTECTION, TERMINAL BLOCKS, THERMAL MANGEMENT
LTMEV40FM | EXPANSION MODULE 115 230VAC | 8540400 | 7764000 | #REF! | Truc | 3.1 TESYS D CONTROL & PROTECTION, TERMINAL BLOCKS, THERMAL MANGEMENT
LTMR08CBD | CONTROLLER CANOPEN 0,4 8A 24VDC | 20763600 | 18876000 | #REF! | Truc | 3.1 TESYS D CONTROL & PROTECTION, TERMINAL BLOCKS, THERMAL MANGEMENT
LTMR08CFM | CONTROLLER CANOPEN 0,4 8A 115 230VAC | 20296100 | 18451000 | #REF! | Truc | 3.1 TESYS D CONTROL & PROTECTION, TERMINAL BLOCKS, THERMAL MANGEMENT
LTMR08DBD | CONTROLLER DEVICENET 0,4 8A 24VDC | 19421600 | 17656000 | #REF! | Truc | 3.1 TESYS D CONTROL & PROTECTION, TERMINAL BLOCKS, THERMAL MANGEMENT
LTMR08DFM | CONTROLLER DEVICENET 0,4 8A 115 230VAC | 18812200 | 17102000 | #REF! | Truc | 3.1 TESYS D CONTROL & PROTECTION, TERMINAL BLOCKS, THERMAL MANGEMENT
LTMR08EBD | CONTROLLER ETHERNET 04 8A 24VDC | 29661500 | 26965000 | #REF! | Truc | 3.1 TESYS D CONTROL & PROTECTION, TERMINAL BLOCKS, THERMAL MANGEMENT
LTMR08EFM | CONTROLLER ETHERNET TCP IP 0,4 8A 115 2 | 26966500 | 24515000 | #REF! | Truc | 3.1 TESYS D CONTROL & PROTECTION, TERMINAL BLOCKS, THERMAL MANGEMENT
LTMR08MBD | CONTROLLER MODBUS 04 8A 24VDC Y1 | 16388900 | 14899000 | #REF! | Truc | 3.1 TESYS D CONTROL & PROTECTION, TERMINAL BLOCKS, THERMAL MANGEMENT
LTMR08MFM | CONTROLLER MODBUS 0,4 8A 115 230VAC | 23133000 | 21030000 | #REF! | Truc | 3.1 TESYS D CONTROL & PROTECTION, TERMINAL BLOCKS, THERMAL MANGEMENT
LTMR08PBD | TeSys T ProfiBus Controller | 24537700 | 22307000 | #REF! | Truc | 3.1 TESYS D CONTROL & PROTECTION, TERMINAL BLOCKS, THERMAL MANGEMENT
LTMR08PFM | CONTROLLER PROFIBUS 0,4 8A 115 230VAC | 25916000 | 23560000 | #REF! | Truc | 3.1 TESYS D CONTROL & PROTECTION, TERMINAL BLOCKS, THERMAL MANGEMENT
LTMR100CBD | CONTROLLER CANOPEN 5 100A 24VDC | 20760300 | 18873000 | #REF! | Truc | 3.1 TESYS D CONTROL & PROTECTION, TERMINAL BLOCKS, THERMAL MANGEMENT
LTMR100CFM | CONTROLLER CANOPEN 5 100A 115 230VAC | 20715200 | 18832000 | #REF! | Truc | 3.1 TESYS D CONTROL & PROTECTION, TERMINAL BLOCKS, THERMAL MANGEMENT
LTMR100DBD | CONTROLLER DEVICENET 5 100A 24VDC | 19421600 | 17656000 | #REF! | Truc | 3.1 TESYS D CONTROL & PROTECTION, TERMINAL BLOCKS, THERMAL MANGEMENT
LTMR100DFM | CONTROLLER DEVICENET 5 100A 115 230VAC | 19416100 | 17651000 | #REF! | Truc | 3.1 TESYS D CONTROL & PROTECTION, TERMINAL BLOCKS, THERMAL MANGEMENT
LTMR100EBD | CONTROLLER ETHERNET TCP IP 5 100A 24VDC | 29572400 | 26884000 | #REF! | Truc | 3.1 TESYS D CONTROL & PROTECTION, TERMINAL BLOCKS, THERMAL MANGEMENT
LTMR100EFM | CONTROLLER ETHERNET TCP IP 5 100A 115 23 | 22333300 | 20303000 | #REF! | Truc | 3.1 TESYS D CONTROL & PROTECTION, TERMINAL BLOCKS, THERMAL MANGEMENT
LTMR100MBD | CONTROLLER MODBUS 5 100A 24VDC | 18156600 | 16506000 | #REF! | Truc | 3.1 TESYS D CONTROL & PROTECTION, TERMINAL BLOCKS, THERMAL MANGEMENT
LTMR100MFM | CONTROLLER MODBUS 5 100A 115 230VAC | 24327600 | 22116000 | #REF! | Truc | 3.1 TESYS D CONTROL & PROTECTION, TERMINAL BLOCKS, THERMAL MANGEMENT
LTMR100PBD | CONTROLLER PROFIBUS 5 100A 24VDC | 27017100 | 24561000 | #REF! | Truc | 3.1 TESYS D CONTROL & PROTECTION, TERMINAL BLOCKS, THERMAL MANGEMENT
LTMR100PFM | CONTROLLER PROFIBUS 5 100A 115 230VAC | 26429700 | 24027000 | #REF! | Truc | 3.1 TESYS D CONTROL & PROTECTION, TERMINAL BLOCKS, THERMAL MANGEMENT
LTMR27CBD | CONTROLLER CANOPEN 1,35 27A 24VDC | 20760300 | 18873000 | #REF! | Truc | 3.1 TESYS D CONTROL & PROTECTION, TERMINAL BLOCKS, THERMAL MANGEMENT
LTMR27CFM | CONTROLLER CANOPEN 1,35 27A 115 230VAC | 20256500 | 18415000 | #REF! | Truc | 3.1 TESYS D CONTROL & PROTECTION, TERMINAL BLOCKS, THERMAL MANGEMENT
LTMR27DBD | CONTROLLER DEVICENET 1,35 27A 24VDC | 19421600 | 17656000 | #REF! | Truc | 3.1 TESYS D CONTROL & PROTECTION, TERMINAL BLOCKS, THERMAL MANGEMENT
LTMR27DFM | CONTROLLER DEVICENET 1,35 27A 115 230VAC | 18812200 | 17102000 | #REF! | Truc | 3.1 TESYS D CONTROL & PROTECTION, TERMINAL BLOCKS, THERMAL MANGEMENT
LTMR27EBD | CONTROLLER PROFIBUS 135 27A 24VDC | 23012000 | 20920000 | #REF! | Truc | 3.1 TESYS D CONTROL & PROTECTION, TERMINAL BLOCKS, THERMAL MANGEMENT
LTMR27EFM | CONTROLLER ETERNET TCP IP 1,35 27A 115 2 | 22126500 | 20115000 | #REF! | Truc | 3.1 TESYS D CONTROL & PROTECTION, TERMINAL BLOCKS, THERMAL MANGEMENT
LTMR27MBD | CONTROLLER MODBUS 1,35 27A 24VDC | 16355900 | 14869000 | #REF! | Truc | 3.1 TESYS D CONTROL & PROTECTION, TERMINAL BLOCKS, THERMAL MANGEMENT
LTMR27MFM | CONTROLLER MODBUS 1,35 27A 115 230VAC | 24260500 | 22055000 | #REF! | Truc | 3.1 TESYS D CONTROL & PROTECTION, TERMINAL BLOCKS, THERMAL MANGEMENT
LTMR27PBD | CONTROLLER PROFIBUS 135 27A 24VDC | 26700300 | 24273000 | #REF! | Truc | 3.1 TESYS D CONTROL & PROTECTION, TERMINAL BLOCKS, THERMAL MANGEMENT
LTMR27PFM | CONTROLLER PROFIBUS 1,35 27A 115 230VAC | 25924800 | 23568000 | #REF! | Truc | 3.1 TESYS D CONTROL & PROTECTION, TERMINAL BLOCKS, THERMAL MANGEMENT
LU2MB0BL | REVERSER BLOCK 32A 24V DC | 10859200 | 9872000 | #REF! | Truc | 3.1 TESYS D CONTROL & PROTECTION, TERMINAL BLOCKS, THERMAL MANGEMENT
LU2MB0FU | REVERSER BLOCK 32A 110-240V | 10043000 | 9130000 | #REF! | Truc | 3.1 TESYS D CONTROL & PROTECTION, TERMINAL BLOCKS, THERMAL MANGEMENT
LU9AP00 | DOOR HANDLE OPERATING MECH | 3551900 | 3229000 | #REF! | Truc | 3.1 TESYS D CONTROL & PROTECTION, TERMINAL BLOCKS, THERMAL MANGEMENT
LU9AP20 | TESYS U EXTENSION HANDLE | 997700 | 907000 | #REF! | Truc | 3.1 TESYS D CONTROL & PROTECTION, TERMINAL BLOCKS, THERMAL MANGEMENT
LU9APN21 | KIT IP54 BLACK HANDLE - SHAFT HARD LU | 2754400 | 2504000 | #REF! | Truc | 3.1 TESYS D CONTROL & PROTECTION, TERMINAL BLOCKS, THERMAL MANGEMENT
LU9BN11C | PREWIRED COIL TERMINALS | 1505900 | 1369000 | #REF! | Truc | 3.1 TESYS D CONTROL & PROTECTION, TERMINAL BLOCKS, THERMAL MANGEMENT
LU9BN11L | SHORT PREWIRED COIL CONNECTOR | 1606000 | 1460000 | #REF! | Truc | 3.1 TESYS D CONTROL & PROTECTION, TERMINAL BLOCKS, THERMAL MANGEMENT
LU9GC3 | MODBUS HUB STAR TOPOLOGY | 8179600 | 7436000 | #REF! | Truc | 3.1 TESYS D CONTROL & PROTECTION, TERMINAL BLOCKS, THERMAL MANGEMENT
LU9M1 | REVERSER COIL TERMINALS | 324500 | 295000 | #REF! | Truc | 3.1 TESYS D CONTROL & PROTECTION, TERMINAL BLOCKS, THERMAL MANGEMENT
LU9MR1C | WIRED REVERSER CTRL TERMINALS | 1094500 | 995000 | #REF! | Truc | 3.1 TESYS D CONTROL & PROTECTION, TERMINAL BLOCKS, THERMAL MANGEMENT
LU9R03 | WIRING 0.3M RJ45 CABLE PARALLEL | 475200 | 432000 | #REF! | Truc | 3.1 TESYS D CONTROL & PROTECTION, TERMINAL BLOCKS, THERMAL MANGEMENT
LU9R30 | 3.0M RJ45 CABLEPARALLEL WIRING | 743600 | 676000 | #REF! | Truc | 3.1 TESYS D CONTROL & PROTECTION, TERMINAL BLOCKS, THERMAL MANGEMENT
LUB120 | SCREW CLAMP BASE 12A | 4758600 | 4326000 | #REF! | Truc | 3.1 TESYS D CONTROL & PROTECTION, TERMINAL BLOCKS, THERMAL MANGEMENT
LUB320 | SCREW CLAMP BASE 32A | 5049000 | 4590000 | #REF! | Truc | 3.1 TESYS D CONTROL & PROTECTION, TERMINAL BLOCKS, THERMAL MANGEMENT
LUCA12ES | STD CONTROL 3-12A 48-72V | 3394600 | 3086000 | #REF! | Truc | 3.1 TESYS D CONTROL & PROTECTION, TERMINAL BLOCKS, THERMAL MANGEMENT
LUCB05B | ADV CONTROL 1.25-5A 24VAC | 3943500 | 3585000 | #REF! | Truc | 3.1 TESYS D CONTROL & PROTECTION, TERMINAL BLOCKS, THERMAL MANGEMENT
LUCB05BL | ADV CONTROL 1.25-5A 24VDC | 3943500 | 3585000 | #REF! | Truc | 3.1 TESYS D CONTROL & PROTECTION, TERMINAL BLOCKS, THERMAL MANGEMENT
LUCB05FU | ADV CONTROL 1.25-5A 110-240V | 3943500 | 3585000 | #REF! | Truc | 3.1 TESYS D CONTROL & PROTECTION, TERMINAL BLOCKS, THERMAL MANGEMENT
LUCB12BL | ADV CONTROL 3-12A 24VDC | 3989700 | 3627000 | #REF! | Truc | 3.1 TESYS D CONTROL & PROTECTION, TERMINAL BLOCKS, THERMAL MANGEMENT
LUCB12FU | ADV CONTROL 3-12A 110-240V | 3989700 | 3627000 | #REF! | Truc | 3.1 TESYS D CONTROL & PROTECTION, TERMINAL BLOCKS, THERMAL MANGEMENT
LUCB18BL | ADV CONTROL 4.5-18A 24VDC | 4139300 | 3763000 | #REF! | Truc | 3.1 TESYS D CONTROL & PROTECTION, TERMINAL BLOCKS, THERMAL MANGEMENT
LUCB18FU | ADV CONTROL 4.5-18A 110-240V | 4139300 | 3763000 | #REF! | Truc | 3.1 TESYS D CONTROL & PROTECTION, TERMINAL BLOCKS, THERMAL MANGEMENT
LUCB1XBL | ADV CONTROL 0.35-1.4A 24VDC | 3005200 | 2732000 | #REF! | Truc | 3.1 TESYS D CONTROL & PROTECTION, TERMINAL BLOCKS, THERMAL MANGEMENT
LUCB1XFU | ADV CONTROL 0.35-1.4A 110-240V | 4041400 | 3674000 | #REF! | Truc | 3.1 TESYS D CONTROL & PROTECTION, TERMINAL BLOCKS, THERMAL MANGEMENT
LUCB32B | ADV CONTROL 8-32A 24VAC | 3701500 | 3365000 | #REF! | Truc | 3.1 TESYS D CONTROL & PROTECTION, TERMINAL BLOCKS, THERMAL MANGEMENT
LUCB32BL | ADV CONTROL 8-32A 24VDC | 3701500 | 3365000 | #REF! | Truc | 3.1 TESYS D CONTROL & PROTECTION, TERMINAL BLOCKS, THERMAL MANGEMENT
LUCB32FU | ADV CONTROL 8-32A 110-240V | 3701500 | 3365000 | #REF! | Truc | 3.1 TESYS D CONTROL & PROTECTION, TERMINAL BLOCKS, THERMAL MANGEMENT
LUCBT1BL | ADV CONTROL 0.35-1.5A 24VDC CL | 3302200 | 3002000 | #REF! | Truc | 3.1 TESYS D CONTROL & PROTECTION, TERMINAL BLOCKS, THERMAL MANGEMENT
LUCBX6BL | ADVANCED CU 0.15-0.6A 24V DC | 2945800 | 2678000 | #REF! | Truc | 3.1 TESYS D CONTROL & PROTECTION, TERMINAL BLOCKS, THERMAL MANGEMENT
LUCC05BL | ADV CONTROL 1.25-5A 24VDC | 3330800 | 3028000 | #REF! | Truc | 3.1 TESYS D CONTROL & PROTECTION, TERMINAL BLOCKS, THERMAL MANGEMENT
LUCC05FU | ADV CONTROL 1.25-5A 110-240V | 3330800 | 3028000 | #REF! | Truc | 3.1 TESYS D CONTROL & PROTECTION, TERMINAL BLOCKS, THERMAL MANGEMENT
LUCC12BL | ADV CONTROL 3-12A 24VDC | 2982100 | 2711000 | #REF! | Truc | 3.1 TESYS D CONTROL & PROTECTION, TERMINAL BLOCKS, THERMAL MANGEMENT
LUCC18BL | ADV CONTROL 4.5-18A 24VDC | 2911700 | 2647000 | #REF! | Truc | 3.1 TESYS D CONTROL & PROTECTION, TERMINAL BLOCKS, THERMAL MANGEMENT
LUCC1XBL | ADV CONTROL 0.35-1.4A 24VDC | 2762100 | 2511000 | #REF! | Truc | 3.1 TESYS D CONTROL & PROTECTION, TERMINAL BLOCKS, THERMAL MANGEMENT
LUCCX6BL | ADV CONTROL 0.15-0.6A 24VDC | 2758800 | 2508000 | #REF! | Truc | 3.1 TESYS D CONTROL & PROTECTION, TERMINAL BLOCKS, THERMAL MANGEMENT
LUCD18BL | ADV CONTROL 4.5-18A 24VDC | 2674100 | 2431000 | #REF! | Truc | 3.1 TESYS D CONTROL & PROTECTION, TERMINAL BLOCKS, THERMAL MANGEMENT
LUCD1XBL | ADV CONTROL 0.35-1.4A 24VDC | 2978800 | 2708000 | #REF! | Truc | 3.1 TESYS D CONTROL & PROTECTION, TERMINAL BLOCKS, THERMAL MANGEMENT
LUCD32BL | ADVANCED CU 8-32A 24V DC | 3042600 | 2766000 | #REF! | Truc | 3.1 TESYS D CONTROL & PROTECTION, TERMINAL BLOCKS, THERMAL MANGEMENT
LUCD32FU | ADV CONTROL 8-32A 110-240V | 3042600 | 2766000 | #REF! | Truc | 3.1 TESYS D CONTROL & PROTECTION, TERMINAL BLOCKS, THERMAL MANGEMENT
LUCL32BL | MAG ONLY CU 32A 24VDC | 3853300 | 3503000 | #REF! | Truc | 3.1 TESYS D CONTROL & PROTECTION, TERMINAL BLOCKS, THERMAL MANGEMENT
LUCL32FU | MAG ONLY CU 32A 110-240V | 3718000 | 3380000 | #REF! | Truc | 3.1 TESYS D CONTROL & PROTECTION, TERMINAL BLOCKS, THERMAL MANGEMENT
LUCM05BL | MULTI CONTROL 1.25-5A 24VDC | 12422300 | 11293000 | #REF! | Truc | 3.1 TESYS D CONTROL & PROTECTION, TERMINAL BLOCKS, THERMAL MANGEMENT
LUCM12BL | MULTI CONTROL 3-12A 24VDC | 12932700 | 11757000 | #REF! | Truc | 3.1 TESYS D CONTROL & PROTECTION, TERMINAL BLOCKS, THERMAL MANGEMENT
LUCM32BL | MULTI CONTROL 8-32A 24VDC | 13295700 | 12087000 | #REF! | Truc | 3.1 TESYS D CONTROL & PROTECTION, TERMINAL BLOCKS, THERMAL MANGEMENT
LUCMT1BL | MULTI CONTROL 0.35-1.5A 24VDC | 13648800 | 12408000 | #REF! | Truc | 3.1 TESYS D CONTROL & PROTECTION, TERMINAL BLOCKS, THERMAL MANGEMENT
LUFC00 | PARALLEL WIRING MODULE | 2350700 | 2137000 | #REF! | Truc | 3.1 TESYS D CONTROL & PROTECTION, TERMINAL BLOCKS, THERMAL MANGEMENT
LUFDA10 | MANUAL/AUTO RESET FUNC MOD N/O | 4999500 | 4545000 | #REF! | Truc | 3.1 TESYS D CONTROL & PROTECTION, TERMINAL BLOCKS, THERMAL MANGEMENT
LUFP7 | PROFIBUS GATEWAY | 59715700 | 54287000 | #REF! | Truc | 3.1 TESYS D CONTROL & PROTECTION, TERMINAL BLOCKS, THERMAL MANGEMENT
LUFV2 | MOTOR LOAD MODULE 4-20MA | 3509000 | 3190000 | #REF! | Truc | 3.1 TESYS D CONTROL & PROTECTION, TERMINAL BLOCKS, THERMAL MANGEMENT
LULC031 | MODBUS MODULE COMMUNICATION | 9109100 | 8281000 | #REF! | Truc | 3.1 TESYS D CONTROL & PROTECTION, TERMINAL BLOCKS, THERMAL MANGEMENT
LULC033 | TESYS U MODBUS COMMS MODULE | 9366500 | 8515000 | #REF! | Truc | 3.1 TESYS D CONTROL & PROTECTION, TERMINAL BLOCKS, THERMAL MANGEMENT
LULC07 | TESYS U PROFIBUS COMMS MODULE | 19361100 | 17601000 | #REF! | Truc | 3.1 TESYS D CONTROL & PROTECTION, TERMINAL BLOCKS, THERMAL MANGEMENT
LULC08 | TESYS U CANOPEN COMMS MODULE | 12895300 | 11723000 | #REF! | Truc | 3.1 TESYS D CONTROL & PROTECTION, TERMINAL BLOCKS, THERMAL MANGEMENT
LULC09 | TESYS U DEVICENET COMMS MODULE | 11185900 | 10169000 | #REF! | Truc | 3.1 TESYS D CONTROL & PROTECTION, TERMINAL BLOCKS, THERMAL MANGEMENT
LUTC0501 | CURRENT TRANSFORMER 50/1 | 1320000 | 1200000 | #REF! | Truc | 3.1 TESYS D CONTROL & PROTECTION, TERMINAL BLOCKS, THERMAL MANGEMENT
LUTC1001 | CURRENT TRANSFORMER 100/1 | 1709400 | 1554000 | #REF! | Truc | 3.1 TESYS D CONTROL & PROTECTION, TERMINAL BLOCKS, THERMAL MANGEMENT
LUTC2001 | CURRENT TRANSFORMER 200/1 | 3356100 | 3051000 | #REF! | Truc | 3.1 TESYS D CONTROL & PROTECTION, TERMINAL BLOCKS, THERMAL MANGEMENT
LUTC4001 | CURRENT TRANSFORMER 400/1 | 5490100 | 4991000 | #REF! | Truc | 3.1 TESYS D CONTROL & PROTECTION, TERMINAL BLOCKS, THERMAL MANGEMENT
LUTC8001 | CURRENT TRANSFORMER 800/1 | 6512000 | 5920000 | #REF! | Truc | 3.1 TESYS D CONTROL & PROTECTION, TERMINAL BLOCKS, THERMAL MANGEMENT
LV426700 | Breaker NSXm Vigi 3P 25A 16kA EL1 | 31621700 | 28747000 | #REF! | Truc | 2.9 MCCB Compact NSXm UP TO 160A AND ACCESSORIES
LV426727 | Breaker NSXm Vigi 4P 100A 36kA EL1 | 35555300 | 32323000 | #REF! | Truc | 2.9 MCCB Compact NSXm UP TO 160A AND ACCESSORIES
LV426733 | Breaker NSXm Vigi 3P 160A 50kA EL1 | 33426800 | 30388000 | #REF! | Truc | 2.9 MCCB Compact NSXm UP TO 160A AND ACCESSORIES
LV426761 | Breaker NSXm Vigi 3P 50A 25kA CL | 32555600 | 29596000 | #REF! | Truc | 2.9 MCCB Compact NSXm UP TO 160A AND ACCESSORIES
LV426767 | Breaker NSXm Vigi 4P 100A 25kA CL | 35555300 | 32323000 | #REF! | Truc | 2.9 MCCB Compact NSXm UP TO 160A AND ACCESSORIES
LV426912 | Long terminal shield 3P IEC/UL dis | 502700 | 457000 | #REF! | Truc | 2.9 MCCB Compact NSXm UP TO 160A AND ACCESSORIES
LV426920 | Phase barrier IEC/UL Dis and VIGI and GV | 346500 | 315000 | #REF! | Truc | 2.9 MCCB Compact NSXm UP TO 160A AND ACCESSORIES
LV426933 | EXTENDED ROTARY HANDLE RED NSXm & PP-B | 1563100 | 1421000 | #REF! | Truc | 2.9 MCCB Compact NSXm UP TO 160A AND ACCESSORIES
LV426934 | EXTENDED ROT HANDLE RED IP 65 NSXm PP-B | 1563100 | 1421000 | #REF! | Truc | 2.9 MCCB Compact NSXm UP TO 160A AND ACCESSORIES
LV426951 | WIRED AUXILIARY CONTACT OF NSXm & PP-B | 772200 | 702000 | #REF! | Truc | 2.9 MCCB Compact NSXm UP TO 160A AND ACCESSORIES
LV426952 | WIRED AUXILIARY CONTACT SD NSXm & PP-B | 772200 | 702000 | #REF! | Truc | 2.9 MCCB Compact NSXm UP TO 160A AND ACCESSORIES
LV426967 | Aluminum/Copper mechanical lug connector | 416900 | 379000 | #REF! | Truc | 2.9 MCCB Compact NSXm UP TO 160A AND ACCESSORIES
LV428941 | EXT. FRONT ROT. HANDLE INS80/160 exp | 892100 | 811000 | #REF! | Truc | 4.4 CIRCUIT PROTECTION <=1000A
LV428942 | EXT. FRONT RH YELLOW INS80/160 ex | 892100 | 811000 | #REF! | Truc | 4.4 CIRCUIT PROTECTION <=1000A
LV429003 | 3P NSX100F WITHOUT TRIP UNIT | 3326400 | 3024000 | #REF! | Truc | 4.4 CIRCUIT PROTECTION <=1000A
LV429004 | NSX100H 3P WITHOUT TRIP UNIT | 3940200 | 3582000 | #REF! | Truc | 4.4 CIRCUIT PROTECTION <=1000A
LV429006 | 3P NSX100N WITHOUT TRIP UNIT COMPACT CI | 3934700 | 3577000 | #REF! | Truc | 4.4 CIRCUIT PROTECTION <=1000A
LV429009 | 4P NSX100H WITHOUT TRIP UNIT COMPACT CI | 6463600 | 5876000 | #REF! | Truc | 4.4 CIRCUIT PROTECTION <=1000A
LV429010 | 4P NSX100L WITHOUT TRIP UNIT COMPACT CI | 8236800 | 7488000 | #REF! | Truc | 4.4 CIRCUIT PROTECTION <=1000A
LV429011 | 4P NSX100N WITHOUT TRIP UNIT COMPACT CI | 5074300 | 4613000 | #REF! | Truc | 4.4 CIRCUIT PROTECTION <=1000A
LV429014 | 3P NSX100B WITHOUT TRIP UNIT COMPACT CI | 3399000 | 3090000 | #REF! | Truc | 4.4 CIRCUIT PROTECTION <=1000A
LV429015 | 4P NSX100B WITHOUT TRIP UNIT COMPACT CI | 4281200 | 3892000 | #REF! | Truc | 4.4 CIRCUIT PROTECTION <=1000A
LV429018 | 3P NSX100S WITHOUT TRIP UNIT COMPACT CI | 5159000 | 4690000 | #REF! | Truc | 4.4 CIRCUIT PROTECTION <=1000A
LV429030 | TM100D Trip unit 3P3D | 1516900 | 1379000 | #REF! | Truc | 4.4 CIRCUIT PROTECTION <=1000A
LV429031 | Trip unit TM80D for NSX100-250 | 1515800 | 1378000 | #REF! | Truc | 4.4 CIRCUIT PROTECTION <=1000A
LV429032 | Trip unit TM63D for NSX100-250 | 1591700 | 1447000 | #REF! | Truc | 4.4 CIRCUIT PROTECTION <=1000A
LV429033 | Trip unit TM50D for NSX100-250 | 1800700 | 1637000 | #REF! | Truc | 4.4 CIRCUIT PROTECTION <=1000A
LV429034 | Trip unit TM40D for NSX100-250 | 1786400 | 1624000 | #REF! | Truc | 4.4 CIRCUIT PROTECTION <=1000A
LV429035 | Trip unit TM32D for NSX100-250 | 1794100 | 1631000 | #REF! | Truc | 4.4 CIRCUIT PROTECTION <=1000A
LV429036 | Trip unit TM25D for NSX100-250 | 1824900 | 1659000 | #REF! | Truc | 4.4 CIRCUIT PROTECTION <=1000A
LV429037 | Trip unit TM16D for NSX100-250 | 2277000 | 2070000 | #REF! | Truc | 4.4 CIRCUIT PROTECTION <=1000A
LV429040 | TM100D Trip unit 4P3D | 1835900 | 1669000 | #REF! | Truc | 4.4 CIRCUIT PROTECTION <=1000A
LV429041 | TM80D Trip unit 4P3D | 1832600 | 1666000 | #REF! | Truc | 4.4 CIRCUIT PROTECTION <=1000A
LV429042 | TM63D Trip unit 4P3D | 1910700 | 1737000 | #REF! | Truc | 4.4 CIRCUIT PROTECTION <=1000A
LV429044 | TM40D Trip unit 4P3D | 2113100 | 1921000 | #REF! | Truc | 4.4 CIRCUIT PROTECTION <=1000A
LV429045 | TM32D Trip unit 4P3D | 2124100 | 1931000 | #REF! | Truc | 4.4 CIRCUIT PROTECTION <=1000A
LV429050 | TM100D Trip unit 4P4D | 2086700 | 1897000 | #REF! | Truc | 4.4 CIRCUIT PROTECTION <=1000A
LV429051 | TM80D Trip unit 4P4D | 2063600 | 1876000 | #REF! | Truc | 4.4 CIRCUIT PROTECTION <=1000A
LV429052 | TM63D Trip unit 4P4D | 2165900 | 1969000 | #REF! | Truc | 4.4 CIRCUIT PROTECTION <=1000A
LV429053 | TM50D Trip unit 4P4D | 2445300 | 2223000 | #REF! | Truc | 4.4 CIRCUIT PROTECTION <=1000A
LV429054 | TM40D Trip unit 4P4D | 2427700 | 2207000 | #REF! | Truc | 4.4 CIRCUIT PROTECTION <=1000A
LV429055 | TM32D Trip unit 4P4D | 2438700 | 2217000 | #REF! | Truc | 4.4 CIRCUIT PROTECTION <=1000A
LV429056 | TM25D Trip unit 4P4D | 4219600 | 3836000 | #REF! | Truc | 4.4 CIRCUIT PROTECTION <=1000A
LV429057 | TM16D Trip unit 4P4D | 3135000 | 2850000 | #REF! | Truc | 4.4 CIRCUIT PROTECTION <=1000A
LV429070 | Mic2.2 100A Trip unit 3P3D | 7806700 | 7097000 | #REF! | Truc | 4.4 CIRCUIT PROTECTION <=1000A
LV429072 | Mic2.2 40 A Trip unit 3P3D | 9820800 | 8928000 | #REF! | Truc | 4.4 CIRCUIT PROTECTION <=1000A
LV429076 | 3P3T MICROLOGIC 2.2 G 40A TRIP UNIT | 10719500 | 9745000 | #REF! | Truc | 4.4 CIRCUIT PROTECTION <=1000A
LV429082 | Mic2.2 40 A Trip unit 4P4D | 12237500 | 11125000 | #REF! | Truc | 4.4 CIRCUIT PROTECTION <=1000A
LV429085 | 4P4T MICROLOGIC 2.2 G 100A TRIP UNIT FO | 9709700 | 8827000 | #REF! | Truc | 4.4 CIRCUIT PROTECTION <=1000A
LV429086 | 4P4T MICROLOGIC 2.2 G 40A TRIP UNIT | 13135100 | 11941000 | #REF! | Truc | 4.4 CIRCUIT PROTECTION <=1000A
LV429095 | Mic5.2E 100A Trip unit 3P3D | 29748400 | 27044000 | #REF! | Truc | 4.4 CIRCUIT PROTECTION <=1000A
LV429096 | Mic5.2E 40 A Trip unit 3P3D | 28537300 | 25943000 | #REF! | Truc | 4.4 CIRCUIT PROTECTION <=1000A
LV429100 | Mic5.2A 100A Trip unit 4P4D | 31103600 | 28276000 | #REF! | Truc | 4.4 CIRCUIT PROTECTION <=1000A
LV429105 | Mic5.2E 100A Trip unit 4P4D | 30115800 | 27378000 | #REF! | Truc | 4.4 CIRCUIT PROTECTION <=1000A
LV429106 | Mic5.2E 40 A Trip unit 4P4D | 30417200 | 27652000 | #REF! | Truc | 4.4 CIRCUIT PROTECTION <=1000A
LV429111 | 3P3D MICROLOGIC 6.2 A 40A TRIP UNIT | 25049200 | 22772000 | #REF! | Truc | 4.4 CIRCUIT PROTECTION <=1000A
LV429120 | 3P3D MA100 TRIP UNIT FOR NSX100-250 CIR | 2205500 | 2005000 | #REF! | Truc | 4.4 CIRCUIT PROTECTION <=1000A
LV429121 | MA50 Trip unit 3P3D | 2241800 | 2038000 | #REF! | Truc | 4.4 CIRCUIT PROTECTION <=1000A
LV429122 | 3P3D MA25 TRIP UNIT FOR NSX100-250 CIRC | 2076800 | 1888000 | #REF! | Truc | 4.4 CIRCUIT PROTECTION <=1000A
LV429135 | 4P4D MICROLOGIC 6.2 A 100A TRIP UNIT | 27220600 | 24746000 | #REF! | Truc | 4.4 CIRCUIT PROTECTION <=1000A
LV429136 | Mic6.2A 40 A Trip unit 4P4D | 27220600 | 24746000 | #REF! | Truc | 4.4 CIRCUIT PROTECTION <=1000A
LV429140 | Mic6.2 E 100A Trip unit 4P4D | 30115800 | 27378000 | #REF! | Truc | 4.4 CIRCUIT PROTECTION <=1000A
LV429141 | Mic6.2 E 40 A Trip unit 4P4D | 30553600 | 27776000 | #REF! | Truc | 4.4 CIRCUIT PROTECTION <=1000A
LV429152 | 3P3D TM63G TRIP UNIT | 3151500 | 2865000 | #REF! | Truc | 4.4 CIRCUIT PROTECTION <=1000A
LV429153 | 3P3D TM40G TRIP UNIT | 3151500 | 2865000 | #REF! | Truc | 4.4 CIRCUIT PROTECTION <=1000A
LV429154 | 3P3D TM25G TRIP UNIT | 3151500 | 2865000 | #REF! | Truc | 4.4 CIRCUIT PROTECTION <=1000A
LV429155 | 3P3D TM16G TRIP UNIT | 3120700 | 2837000 | #REF! | Truc | 4.4 CIRCUIT PROTECTION <=1000A
LV429162 | 4P4T TM63G TRIP UNIT | 3858800 | 3508000 | #REF! | Truc | 4.4 CIRCUIT PROTECTION <=1000A
LV429163 | 4P4T TM40G TRIP UNIT | 3858800 | 3508000 | #REF! | Truc | 4.4 CIRCUIT PROTECTION <=1000A
LV429164 | 4P4T TM25G TRIP UNIT | 3858800 | 3508000 | #REF! | Truc | 4.4 CIRCUIT PROTECTION <=1000A
LV429165 | 4P4T TM16G TRIP UNIT | 3858800 | 3508000 | #REF! | Truc | 4.4 CIRCUIT PROTECTION <=1000A
LV429174 | 3P3D MICROLOGIC 2.2 M 25A TRIP UNIT FOR | 7816600 | 7106000 | #REF! | Truc | 4.4 CIRCUIT PROTECTION <=1000A
LV429214 | CONNECTION FOR 4P VIGI ON 3P DEVICE | 4766300 | 4333000 | #REF! | Truc | 4.4 CIRCUIT PROTECTION <=1000A
LV429215 | 3P 440-550V AC 0.03-10A VIGI MH | 13736800 | 12488000 | #REF! | Truc | 4.4 CIRCUIT PROTECTION <=1000A
LV429216 | 4P 440-550V AC 0.03-10A VIGI MH | 16155700 | 14687000 | #REF! | Truc | 4.4 CIRCUIT PROTECTION <=1000A
LV429218 | 3 CONNECTORS (2X 50-120MMï¿½) PH BARRIERS | 2528900 | 2299000 | #REF! | Truc | 4.4 CIRCUIT PROTECTION <=1000A
LV429219 | 4 CONNECTORS (2X 50-120MM2) PH BARRIERS | 4262500 | 3875000 | #REF! | Truc | 4.4 CIRCUIT PROTECTION <=1000A
LV429222 | 4 DOUBLE L-SHAPED TERMINAL EXT BARRIERS | 1317800 | 1198000 | #REF! | Truc | 4.4 CIRCUIT PROTECTION <=1000A
LV429228 | 4 CONNECTORS (1X 25-95MM) | 2442000 | 2220000 | #REF! | Truc | 4.4 CIRCUIT PROTECTION <=1000A
LV429242 | 3 STEEL CONNECTORS (1X 1.5-95MM) | 797500 | 725000 | #REF! | Truc | 4.4 CIRCUIT PROTECTION <=1000A
LV429248 | 3 CONNECTORS (6X 1.5-35MM+ï¿½-ï¿½) PH BARRIERS | 4490200 | 4082000 | #REF! | Truc | 4.4 CIRCUIT PROTECTION <=1000A
LV429249 | 4 CONNECTORS (6X 1.5-35MM+ï¿½-ï¿½) PH BARRIERS | 5892700 | 5357000 | #REF! | Truc | 4.4 CIRCUIT PROTECTION <=1000A
LV429252 | 3 CU 120MM CRIMP LUGS PH BARRIERS INV/ | 1023000 | 930000 | #REF! | Truc | 4.4 CIRCUIT PROTECTION <=1000A
LV429253 | 3 CU 150MM CRIMP LUGS PH BARRIERS INV/ | 1140700 | 1037000 | #REF! | Truc | 4.4 CIRCUIT PROTECTION <=1000A
LV429254 | 3 CU 185MM CRIMP LUGS PH BARRIERS INV/ | 1793000 | 1630000 | #REF! | Truc | 4.4 CIRCUIT PROTECTION <=1000A
LV429256 | 4 CU 120MM CRIMP LUGS PH BARRIERSS INV | 1413500 | 1285000 | #REF! | Truc | 4.4 CIRCUIT PROTECTION <=1000A
LV429257 | 4 CU 150MM CRIMP LUGS PH BARRIERS INV/ | 1622500 | 1475000 | #REF! | Truc | 4.4 CIRCUIT PROTECTION <=1000A
LV429258 | 4 CU 185MM CRIMP LUGS PH BARRIERS INV/ | 2148300 | 1953000 | #REF! | Truc | 4.4 CIRCUIT PROTECTION <=1000A
LV429260 | 4 CONNECTORS (1X 120-185MMï¿½) | 2373800 | 2158000 | #REF! | Truc | 4.4 CIRCUIT PROTECTION <=1000A
LV429261 | 3 RIGHT ANGLE TERMINAL EXT PH BARRIERS | 521400 | 474000 | #REF! | Truc | 4.4 CIRCUIT PROTECTION <=1000A
LV429263 | 3 STRAIGHT TERMINAL EXTENSION | 665500 | 605000 | #REF! | Truc | 4.4 CIRCUIT PROTECTION <=1000A
LV429264 | 4 STRAIGHT TERMINAL EXT PH BARRIERS INV | 952600 | 866000 | #REF! | Truc | 4.4 CIRCUIT PROTECTION <=1000A
LV429266 | PLUG-IN BASE F/R CONNECTED 3P (NSX100/25 | 3289000 | 2990000 | #REF! | Truc | 4.4 CIRCUIT PROTECTION <=1000A
LV429268 | 2 PINS FOR PLUG IN BASE | 438900 | 399000 | #REF! | Truc | 4.4 CIRCUIT PROTECTION <=1000A
LV429270 | SAFETY TRIP INTERLOCK LINK NSX100 250 C | 279400 | 254000 | #REF! | Truc | 4.4 CIRCUIT PROTECTION <=1000A
LV429272 | 9 WIRE AUXILIARY CONNECTORS NSX100 630 | 2009700 | 1827000 | #REF! | Truc | 4.4 CIRCUIT PROTECTION <=1000A
LV429273 | 1X 9 WIRE FIXED CONNECTOR FOR BASE | 885500 | 805000 | #REF! | Truc | 4.4 CIRCUIT PROTECTION <=1000A
LV429274 | 1X 9 WIRE MOVING CONNECTOR FOR BREAKER | 585200 | 532000 | #REF! | Truc | 4.4 CIRCUIT PROTECTION <=1000A
LV429275 | 1 SUPPORT FOR 2 MOVING CONNECTORS | 279400 | 254000 | #REF! | Truc | 4.4 CIRCUIT PROTECTION <=1000A
LV429276 | 2 LONG INSULATED TERMINAL EXT FOR BASE | 952600 | 866000 | #REF! | Truc | 4.4 CIRCUIT PROTECTION <=1000A
LV429284 | ESCUTCHEON COLLAR FOR TOGGLE | 393800 | 358000 | #REF! | Truc | 4.4 CIRCUIT PROTECTION <=1000A
LV429287 | 2 POSITION SWITCHES CONNECT DISCONNECT | 2803900 | 2549000 | #REF! | Truc | 4.4 CIRCUIT PROTECTION <=1000A
LV429288 | COMPACT PLUG IN BASE KIT 2P | 3763100 | 3421000 | #REF! | Truc | 4.4 CIRCUIT PROTECTION <=1000A
LV429292 | VIGICOMPACT PLUG IN KIT 4P | 11644600 | 10586000 | #REF! | Truc | 4.4 CIRCUIT PROTECTION <=1000A
LV429305 | DIN RAIL ADAPTER | 4510000 | 4100000 | #REF! | Truc | 4.4 CIRCUIT PROTECTION <=1000A
LV429306 | 1 CONNECTIONS ADAPTER 3P FOR PLUG IN BAS | 311300 | 283000 | #REF! | Truc | 4.4 CIRCUIT PROTECTION <=1000A
LV429307 | 1 CONNECTIONS ADAPTER 4P FOR PLUG IN BAS | 370700 | 337000 | #REF! | Truc | 4.4 CIRCUIT PROTECTION <=1000A
LV429313 | 5 TOGGLE EXTENSIONS | 82500 | 75000 | #REF! | Truc | 4.4 CIRCUIT PROTECTION <=1000A
LV429319 | IP43 rubber toggle cover | 2543200 | 2312000 | #REF! | Truc | 4.4 CIRCUIT PROTECTION <=1000A
LV429330 | 2 INSULATING SCREENS 3P (45 MM PITCH) N | 608300 | 553000 | #REF! | Truc | 4.4 CIRCUIT PROTECTION <=1000A
LV429331 | 2 INSULATING SCREENS 4P (45 MM PITCH) N | 441100 | 401000 | #REF! | Truc | 4.4 CIRCUIT PROTECTION <=1000A
LV429339 | DIRECT RED-YELLOW ROTARY HANDLE | 767800 | 698000 | #REF! | Truc | 4.4 CIRCUIT PROTECTION <=1000A
LV429340 | EXTENDED RED-YELLOW ROTARY HANDLE | 1382700 | 1257000 | #REF! | Truc | 4.4 CIRCUIT PROTECTION <=1000A
LV429342 | ACCESSOIRE CONVERSION CNOMO CDE ROTATIVE | 2252800 | 2048000 | #REF! | Truc | 4.4 CIRCUIT PROTECTION <=1000A
LV429345 | 1 EARLY-MAKE CONTACT NSX100-250 CIRCUIT | 2868800 | 2608000 | #REF! | Truc | 4.4 CIRCUIT PROTECTION <=1000A
LV429348 | 10 CABLE LUGS VOLTAGE TAP | 468600 | 426000 | #REF! | Truc | 4.4 CIRCUIT PROTECTION <=1000A
LV429359 | ACCESSORY FOR SOURCECHANGEOVER SWITCH DO | 19149900 | 17409000 | #REF! | Truc | 4.4 CIRCUIT PROTECTION <=1000A
LV429370 | FIXED LOCKING DEVICE NSX100-250 OPEN | 863500 | 785000 | #REF! | Truc | 4.4 CIRCUIT PROTECTION <=1000A
LV429372 | PLATINE GV7/NSX 100-250 3P 106X192 | 5998300 | 5453000 | #REF! | Truc | 4.4 CIRCUIT PROTECTION <=1000A
LV429382 | MX 12V DC SHUNT RELEASE | 2400200 | 2182000 | #REF! | Truc | 4.4 CIRCUIT PROTECTION <=1000A
LV429386 | MX 110-130V 50/60HZ SHUNT RELEASE | 1700600 | 1546000 | #REF! | Truc | 4.4 CIRCUIT PROTECTION <=1000A
LV429389 | MX 525V 50HZ 600V 60HZ SHUNT RELEASE | 1743500 | 1585000 | #REF! | Truc | 4.4 CIRCUIT PROTECTION <=1000A
LV429391 | MX 30V DC SHUNT RELEASE | 2434300 | 2213000 | #REF! | Truc | 4.4 CIRCUIT PROTECTION <=1000A
LV429406 | MN 110-130V 50/60HZ UNDERVOLTAGE RELEASE | 1700600 | 1546000 | #REF! | Truc | 4.4 CIRCUIT PROTECTION <=1000A
LV429413 | MN 125V DC UNDERVOLTAGE RELEASE | 1731400 | 1574000 | #REF! | Truc | 4.4 CIRCUIT PROTECTION <=1000A
LV429433 | 110-130V AC 50/60HZ MT100/160 | 16384500 | 14895000 | #REF! | Truc | 4.4 CIRCUIT PROTECTION <=1000A
LV429440 | 48 60V AC 50 60HZ MT100 160 | 16384500 | 14895000 | #REF! | Truc | 4.4 CIRCUIT PROTECTION <=1000A
LV429441 | COMMUNICATING 220-240V 50/60HZ MT100/160 | 30798900 | 27999000 | #REF! | Truc | 4.4 CIRCUIT PROTECTION <=1000A
LV429449 | MOTOR MECH. KEYLOCK ADAPTER KEYLOCK NS | 1439900 | 1309000 | #REF! | Truc | 4.4 CIRCUIT PROTECTION <=1000A
LV429457 | CURRENT TRANSFO MODULE 3P 100 5A | 15331800 | 13938000 | #REF! | Truc | 4.4 CIRCUIT PROTECTION <=1000A
LV429504 | 3 AL 150MM CRIMP LUGS PH BARRIERS INV/ | 2539900 | 2309000 | #REF! | Truc | 4.4 CIRCUIT PROTECTION <=1000A
LV429505 | 4 AL 150MM CRIMP LUGS PH BARRIERS INV/ | 3400100 | 3091000 | #REF! | Truc | 4.4 CIRCUIT PROTECTION <=1000A
LV429506 | 3 AL 185MM CRIMP LUGS PH BARRIERS INV/ | 3899500 | 3545000 | #REF! | Truc | 4.4 CIRCUIT PROTECTION <=1000A
LV429507 | 4 AL 185MM CRIMP LUGS PH BARRIERS INV/ | 5212900 | 4739000 | #REF! | Truc | 4.4 CIRCUIT PROTECTION <=1000A
LV429525 | IP30 ESCUTCHEON ALL CONTROL TYPE | 998800 | 908000 | #REF! | Truc | 4.4 CIRCUIT PROTECTION <=1000A
LV429619 | 2P(3P) NSX100NA | 6287600 | 5716000 | #REF! | Truc | 4.4 CIRCUIT PROTECTION <=1000A
LV429629 | 3P NSX100NA | 6213900 | 5649000 | #REF! | Truc | 4.4 CIRCUIT PROTECTION <=1000A
LV429639 | 4P NSX100NA | 8539300 | 7763000 | #REF! | Truc | 4.4 CIRCUIT PROTECTION <=1000A
LV429651 | 4P4D TM80D NSX100F | 7040000 | 6400000 | #REF! | Truc | 4.4 CIRCUIT PROTECTION <=1000A
LV429655 | 4P4D TM32D NSX100F | 7040000 | 6400000 | #REF! | Truc | 4.4 CIRCUIT PROTECTION <=1000A
LV429690 | 4P4T TM100T NSX100H | 9659100 | 8781000 | #REF! | Truc | 4.4 CIRCUIT PROTECTION <=1000A
LV429693 | 4P4D TM50T NSX100H | 8479900 | 7709000 | #REF! | Truc | 4.4 CIRCUIT PROTECTION <=1000A
LV429740 | 3P3D MA100 NSX100F | 6723200 | 6112000 | #REF! | Truc | 4.4 CIRCUIT PROTECTION <=1000A
LV429750 | 3P3D MA100 NSX100N | 6525200 | 5932000 | #REF! | Truc | 4.4 CIRCUIT PROTECTION <=1000A
LV429770 | 3P3D MICROLOGIC 2.2 100A NSX100F | 13443100 | 12221000 | #REF! | Truc | 4.4 CIRCUIT PROTECTION <=1000A
LV429772 | 3P3D MICROLOGIC 2.2 40A NSX100F | 13443100 | 12221000 | #REF! | Truc | 4.4 CIRCUIT PROTECTION <=1000A
LV429775 | 3P3D MICROLOGIC 2.2 100A NSX100B | 13443100 | 12221000 | #REF! | Truc | 4.4 CIRCUIT PROTECTION <=1000A
LV429777 | 3P3D MICROLOGIC 2.2 40A NSX100B | 13443100 | 12221000 | #REF! | Truc | 4.4 CIRCUIT PROTECTION <=1000A
LV429782 | 4P4T MICROLOGIC 2.2 40A NSX100F | 14755400 | 13414000 | #REF! | Truc | 4.4 CIRCUIT PROTECTION <=1000A
LV429785 | 4P4D MICROLOGIC 2.2 100A NSX100B | 14529900 | 13209000 | #REF! | Truc | 4.4 CIRCUIT PROTECTION <=1000A
LV429787 | 4P4D MICROLOGIC 2.2 40A NSX100B | 14529900 | 13209000 | #REF! | Truc | 4.4 CIRCUIT PROTECTION <=1000A
LV429790 | 3P3D MICROLOGIC 2.2 100A NSX100H | 13797300 | 12543000 | #REF! | Truc | 4.4 CIRCUIT PROTECTION <=1000A
LV429792 | 3P3D MICROLOGIC 2.2 40A NSX100H | 13660900 | 12419000 | #REF! | Truc | 4.4 CIRCUIT PROTECTION <=1000A
LV429793 | NSX100H Mic5.2A 100A 3P3D | 28685800 | 26078000 | #REF! | Truc | 4.4 CIRCUIT PROTECTION <=1000A
LV429795 | 3P3D MICROLOGIC 2.2 100A NSX100N | 11168300 | 10153000 | #REF! | Truc | 4.4 CIRCUIT PROTECTION <=1000A
LV429797 | 3P3D MICROLOGIC 2.2 40A NSX100N | 11707300 | 10643000 | #REF! | Truc | 4.4 CIRCUIT PROTECTION <=1000A
LV429800 | 4P4D MICROLOGIC 2.2 100A NSX100H | 15376900 | 13979000 | #REF! | Truc | 4.4 CIRCUIT PROTECTION <=1000A
LV429802 | 4P4T MICROLOGIC 2.2 40A NSX100H | 20623900 | 18749000 | #REF! | Truc | 4.4 CIRCUIT PROTECTION <=1000A
LV429803 | 4P4D MICROLOGIC 5.2 A 100A NSX100H | 31961600 | 29056000 | #REF! | Truc | 4.4 CIRCUIT PROTECTION <=1000A
LV429804 | 4P4D MICROLOGIC 5.2 A 40A NSX100H | 31961600 | 29056000 | #REF! | Truc | 4.4 CIRCUIT PROTECTION <=1000A
LV429805 | NSX100N Mic2.2 100A 4P4D | 14107500 | 12825000 | #REF! | Truc | 4.4 CIRCUIT PROTECTION <=1000A
LV429807 | 4P4D MICROLOGIC 2.2 40A NSX100N | 14880800 | 13528000 | #REF! | Truc | 4.4 CIRCUIT PROTECTION <=1000A
LV429827 | 3P3D MICROLOGIC 2.2 M 50A NSX100F | 10285000 | 9350000 | #REF! | Truc | 4.4 CIRCUIT PROTECTION <=1000A
LV429830 | 3P3D MICROLOGIC 2.2 M 100A NSX100N | 13048200 | 11862000 | #REF! | Truc | 4.4 CIRCUIT PROTECTION <=1000A
LV429832 | 3P3D MICROLOGIC 2.2 M 50A NSX100N | 12919500 | 11745000 | #REF! | Truc | 4.4 CIRCUIT PROTECTION <=1000A
LV429833 | NSX100N Mic2.2 M 25A 3P3D | 12919500 | 11745000 | #REF! | Truc | 4.4 CIRCUIT PROTECTION <=1000A
LV429861 | 4P4D TM80D NSX100N | 10121100 | 9201000 | #REF! | Truc | 4.4 CIRCUIT PROTECTION <=1000A
LV429867 | 4P4D TM16D NSX100N | 9361000 | 8510000 | #REF! | Truc | 4.4 CIRCUIT PROTECTION <=1000A
LV429870 | 3P3D MICROLOGIC 5.2 A 100A NSX100B | 28197400 | 25634000 | #REF! | Truc | 4.4 CIRCUIT PROTECTION <=1000A
LV429880 | 3P3D MICROLOGIC 5.2 A 100A NSX100F | 28369000 | 25790000 | #REF! | Truc | 4.4 CIRCUIT PROTECTION <=1000A
LV429882 | NSX100F Mic5.2A 40A 3P3D | 28369000 | 25790000 | #REF! | Truc | 4.4 CIRCUIT PROTECTION <=1000A
LV429885 | 4P4D MICROLOGIC 5.2 A 100A NSX100F | 31518300 | 28653000 | #REF! | Truc | 4.4 CIRCUIT PROTECTION <=1000A
LV429887 | 4P4D MICROLOGIC 5.2 A 40A NSX100F | 31205900 | 28369000 | #REF! | Truc | 4.4 CIRCUIT PROTECTION <=1000A
LV429897 | 4P4D MICROLOGIC 5.2 A 40A NSX100N | 31957200 | 29052000 | #REF! | Truc | 4.4 CIRCUIT PROTECTION <=1000A
LV430080 | 3P3D TM80G TRIP NSX100-250 CIRCUIT BREAK | 3169100 | 2881000 | #REF! | Truc | 4.4 CIRCUIT PROTECTION <=1000A
LV430081 | 3P3D TM100G TRIP NSX100-250 CIRCUIT BREA | 3169100 | 2881000 | #REF! | Truc | 4.4 CIRCUIT PROTECTION <=1000A
LV430082 | 3P3D TM125G TRIP NSX100-250 CIRCUIT BREA | 3169100 | 2881000 | #REF! | Truc | 4.4 CIRCUIT PROTECTION <=1000A
LV430083 | 3P3D TM160G TRIP NSX100-250 CIRCUIT BREA | 3137200 | 2852000 | #REF! | Truc | 4.4 CIRCUIT PROTECTION <=1000A
LV430084 | 3P3D TM200G TRIP NSX100-250 CIRCUIT BREA | 3169100 | 2881000 | #REF! | Truc | 4.4 CIRCUIT PROTECTION <=1000A
LV430085 | 3P3D TM250G TRIP NSX100-250 CIRCUIT BREA | 3169100 | 2881000 | #REF! | Truc | 4.4 CIRCUIT PROTECTION <=1000A
LV430092 | 4P4D TM80G TRIP NSX100-250 CIRCUIT BREAK | 3726800 | 3388000 | #REF! | Truc | 4.4 CIRCUIT PROTECTION <=1000A
LV430093 | 4P4D TM100G TRIP NSX100-250 CIRCUIT BREA | 3726800 | 3388000 | #REF! | Truc | 4.4 CIRCUIT PROTECTION <=1000A
LV430094 | 4P4D TM125G TRIP NSX100-250 CIRCUIT BREA | 3726800 | 3388000 | #REF! | Truc | 4.4 CIRCUIT PROTECTION <=1000A
LV430095 | 4P4D TM160G TRIP NSX100-250 CIRCUIT BREA | 3726800 | 3388000 | #REF! | Truc | 4.4 CIRCUIT PROTECTION <=1000A
LV430096 | 4P4D TM200G TRIP NSX100-250 CIRCUIT BREA | 3726800 | 3388000 | #REF! | Truc | 4.4 CIRCUIT PROTECTION <=1000A
LV430097 | 4P4D TM250G TRIP NSX100-250 CIRCUIT BREA | 3726800 | 3388000 | #REF! | Truc | 4.4 CIRCUIT PROTECTION <=1000A
LV430322 | 4P3D TM100D NSX160B | 6474600 | 5886000 | #REF! | Truc | 4.4 CIRCUIT PROTECTION <=1000A
LV430330 | 4P4T TM160D NSX160B | 9313700 | 8467000 | #REF! | Truc | 4.4 CIRCUIT PROTECTION <=1000A
LV430332 | 4P4D TM100D NSX160B | 9313700 | 8467000 | #REF! | Truc | 4.4 CIRCUIT PROTECTION <=1000A
LV430390 | 3P NSX160B WITHOUT TRIP UNIT COMPACT CI | 3875300 | 3523000 | #REF! | Truc | 4.4 CIRCUIT PROTECTION <=1000A
LV430391 | 3P NSX160S WITHOUT TRIP UNIT COMPACT CI | 3964400 | 3604000 | #REF! | Truc | 4.4 CIRCUIT PROTECTION <=1000A
LV430395 | 4P NSX160B WITHOUT TRIP UNIT COMPACT CI | 4666200 | 4242000 | #REF! | Truc | 4.4 CIRCUIT PROTECTION <=1000A
LV430396 | 4P NSX160S WITHOUT TRIP UNIT COMPACT CI | 5108400 | 4644000 | #REF! | Truc | 4.4 CIRCUIT PROTECTION <=1000A
LV430403 | 3P NSX160F WITHOUT TRIP UNIT COMPACT CI | 3897300 | 3543000 | #REF! | Truc | 4.4 CIRCUIT PROTECTION <=1000A
LV430405 | 3P NSX160L WITHOUT TRIP UNIT COMPACT CI | 4250400 | 3864000 | #REF! | Truc | 4.4 CIRCUIT PROTECTION <=1000A
LV430406 | 3P NSX160N WITHOUT TRIP UNIT COMPACT CI | 4098600 | 3726000 | #REF! | Truc | 4.4 CIRCUIT PROTECTION <=1000A
LV430410 | 4P NSX160L WITHOUT TRIP UNIT COMPACT CI | 5111700 | 4647000 | #REF! | Truc | 4.4 CIRCUIT PROTECTION <=1000A
LV430411 | 4P NSX160N WITHOUT TRIP UNIT COMPACT CI | 5080900 | 4619000 | #REF! | Truc | 4.4 CIRCUIT PROTECTION <=1000A
LV430430 | 3P3D TM160D TRIP UNIT FOR NSX160 | 1402500 | 1275000 | #REF! | Truc | 4.4 CIRCUIT PROTECTION <=1000A
LV430431 | TM125D Trip unit 3P3D | 1422300 | 1293000 | #REF! | Truc | 4.4 CIRCUIT PROTECTION <=1000A
LV430441 | TM125D Trip unit 4P3D | 1739100 | 1581000 | #REF! | Truc | 4.4 CIRCUIT PROTECTION <=1000A
LV430450 | TM160D Trip unit 4P4D | 1828200 | 1662000 | #REF! | Truc | 4.4 CIRCUIT PROTECTION <=1000A
LV430480 | Mic2.2 160A Trip unit 4P4D | 10011100 | 9101000 | #REF! | Truc | 4.4 CIRCUIT PROTECTION <=1000A
LV430491 | 3P3D MICROLOGIC 5.2 E 160A TRIP UNIT | 29461300 | 26783000 | #REF! | Truc | 4.4 CIRCUIT PROTECTION <=1000A
LV430495 | 4P4D MICROLOGIC 5.2 A 160A TRIP UNIT | 30812100 | 28011000 | #REF! | Truc | 4.4 CIRCUIT PROTECTION <=1000A
LV430500 | 3P3D MA150 TRIP UNIT FOR NSX160/250 CIR | 1540000 | 1400000 | #REF! | Truc | 4.4 CIRCUIT PROTECTION <=1000A
LV430505 | Mic6.2A 160A Trip unit 3P3D | 29216000 | 26560000 | #REF! | Truc | 4.4 CIRCUIT PROTECTION <=1000A
LV430506 | 3P3D MICROLOGIC 6.2 E 160A TRIP UNIT | 29827600 | 27116000 | #REF! | Truc | 4.4 CIRCUIT PROTECTION <=1000A
LV430510 | 4P3D MA150 TRIP UNIT | 2346300 | 2133000 | #REF! | Truc | 4.4 CIRCUIT PROTECTION <=1000A
LV430515 | 4P4D MICROLOGIC 6.2 A 160A TRIP UNIT | 25280200 | 22982000 | #REF! | Truc | 4.4 CIRCUIT PROTECTION <=1000A
LV430516 | 4P4D MICROLOGIC 6.2 E 160A TRIP UNIT | 28444900 | 25859000 | #REF! | Truc | 4.4 CIRCUIT PROTECTION <=1000A
LV430520 | 3P3T MICROLOGIC 2.2 M 150A TRIP UNIT | 9077200 | 8252000 | #REF! | Truc | 4.4 CIRCUIT PROTECTION <=1000A
LV430554 | 12 SNAP IN NUTS M8 FIXED FRONT CONNECT | 500500 | 455000 | #REF! | Truc | 4.4 CIRCUIT PROTECTION <=1000A
LV430557 | CURRENT TRANSFO MODULE 3P 150 5A | 15440700 | 14037000 | #REF! | Truc | 4.4 CIRCUIT PROTECTION <=1000A
LV430561 | CT MODULE 3P 150 5A | 20565600 | 18696000 | #REF! | Truc | 4.4 CIRCUIT PROTECTION <=1000A
LV430619 | 2P(3P) NSX160NA | 7837500 | 7125000 | #REF! | Truc | 4.4 CIRCUIT PROTECTION <=1000A
LV430629 | 3P NSX160NA | 6475700 | 5887000 | #REF! | Truc | 4.4 CIRCUIT PROTECTION <=1000A
LV430639 | 4P NSX160NA | 8743900 | 7949000 | #REF! | Truc | 4.4 CIRCUIT PROTECTION <=1000A
LV430651 | 4P4D TM125D NSX160F | 7769300 | 7063000 | #REF! | Truc | 4.4 CIRCUIT PROTECTION <=1000A
LV430672 | 3P3T TM100T NSX160H | 8069600 | 7336000 | #REF! | Truc | 4.4 CIRCUIT PROTECTION <=1000A
LV430690 | 4P4T TM160T NSX160H | 11214500 | 10195000 | #REF! | Truc | 4.4 CIRCUIT PROTECTION <=1000A
LV430691 | 4P4T TM125T NSX160H | 11103400 | 10094000 | #REF! | Truc | 4.4 CIRCUIT PROTECTION <=1000A
LV430745 | 3P3D MICROLOGIC 2.2 160A NSX160B | 13566300 | 12333000 | #REF! | Truc | 4.4 CIRCUIT PROTECTION <=1000A
LV430746 | 3P3D MICROLOGIC 2.2 100A NSX160B | 10931800 | 9938000 | #REF! | Truc | 4.4 CIRCUIT PROTECTION <=1000A
LV430750 | 4P4T MICROLOGIC 2.2 160A NSX160B | 18085100 | 16441000 | #REF! | Truc | 4.4 CIRCUIT PROTECTION <=1000A
LV430751 | 4P4D MICROLOGIC 2.2 100A NSX160B | 18265500 | 16605000 | #REF! | Truc | 4.4 CIRCUIT PROTECTION <=1000A
LV430770 | 3P3D MICROLOGIC 2.2 160A NSX160F | 13566300 | 12333000 | #REF! | Truc | 4.4 CIRCUIT PROTECTION <=1000A
LV430771 | 3P3D MICROLOGIC 2.2 100A NSX160F | 11190300 | 10173000 | #REF! | Truc | 4.4 CIRCUIT PROTECTION <=1000A
LV430773 | 3P3T MICROLOGIC 2.2 40A NSX160F | 13478300 | 12253000 | #REF! | Truc | 4.4 CIRCUIT PROTECTION <=1000A
LV430776 | 3P3D MICROLOGIC 2.2 100A NSX160N | 12076900 | 10979000 | #REF! | Truc | 4.4 CIRCUIT PROTECTION <=1000A
LV430781 | 4P4T MICROLOGIC 2.2 100A NSX160F | 13851200 | 12592000 | #REF! | Truc | 4.4 CIRCUIT PROTECTION <=1000A
LV430786 | 4P4D MICROLOGIC 2.2 100A NSX160N | 13988700 | 12717000 | #REF! | Truc | 4.4 CIRCUIT PROTECTION <=1000A
LV430790 | 3P3D MICROLOGIC 2.2 160A NSX160H | 15805900 | 14369000 | #REF! | Truc | 4.4 CIRCUIT PROTECTION <=1000A
LV430791 | 3P3D MICROLOGIC 2.2 100A NSX160H | 15649700 | 14227000 | #REF! | Truc | 4.4 CIRCUIT PROTECTION <=1000A
LV430795 | 3P3D MICROLOGIC 5.2 A 100A NSX160H | 28708900 | 26099000 | #REF! | Truc | 4.4 CIRCUIT PROTECTION <=1000A
LV430800 | 4P4D MICROLOGIC 2.2160A NSX160H | 18426100 | 16751000 | #REF! | Truc | 4.4 CIRCUIT PROTECTION <=1000A
LV430801 | 4P4D MICROLOGIC 2.2100A NSX160H | 18426100 | 16751000 | #REF! | Truc | 4.4 CIRCUIT PROTECTION <=1000A
LV430804 | 4P4D MICROLOGIC 5.2 A 160A NSX160H | 30461200 | 27692000 | #REF! | Truc | 4.4 CIRCUIT PROTECTION <=1000A
LV430805 | 4P4D MICROLOGIC 5.2 A 100A NSX160H | 31982500 | 29075000 | #REF! | Truc | 4.4 CIRCUIT PROTECTION <=1000A
LV430830 | 3P3D MA150 NSX160F | 5951000 | 5410000 | #REF! | Truc | 4.4 CIRCUIT PROTECTION <=1000A
LV430831 | 3P3D MA100 NSX160F | 5891600 | 5356000 | #REF! | Truc | 4.4 CIRCUIT PROTECTION <=1000A
LV430832 | 3P3D MA150 NSX160N | 6074200 | 5522000 | #REF! | Truc | 4.4 CIRCUIT PROTECTION <=1000A
LV430833 | 3P3T MA100 NSX160N | 6074200 | 5522000 | #REF! | Truc | 4.4 CIRCUIT PROTECTION <=1000A
LV430834 | 3P3D MA150 NSX160H | 6834300 | 6213000 | #REF! | Truc | 4.4 CIRCUIT PROTECTION <=1000A
LV430842 | NSX160N TM100D 3P3D | 5879500 | 5345000 | #REF! | Truc | 4.4 CIRCUIT PROTECTION <=1000A
LV430843 | 3P3D TM80D NSX160N | 5601200 | 5092000 | #REF! | Truc | 4.4 CIRCUIT PROTECTION <=1000A
LV430844 | 3P3T TM63D NSX160N | 5879500 | 5345000 | #REF! | Truc | 4.4 CIRCUIT PROTECTION <=1000A
LV430852 | 4P3D TM100D NSX160N | 10364200 | 9422000 | #REF! | Truc | 4.4 CIRCUIT PROTECTION <=1000A
LV430860 | 4P4T TM160D NSX160N | 11103400 | 10094000 | #REF! | Truc | 4.4 CIRCUIT PROTECTION <=1000A
LV430861 | 4P4T TM125D NSX160N | 10371900 | 9429000 | #REF! | Truc | 4.4 CIRCUIT PROTECTION <=1000A
LV430870 | 3P3D MICROLOGIC 5.2 A 160A NSX160B | 27683700 | 25167000 | #REF! | Truc | 4.4 CIRCUIT PROTECTION <=1000A
LV430871 | 3P3D MICROLOGIC 5.2 A 100A NSX160B | 28550500 | 25955000 | #REF! | Truc | 4.4 CIRCUIT PROTECTION <=1000A
LV430875 | 4P4D MICROLOGIC 5.2 A 160A NSX160B | 30287400 | 27534000 | #REF! | Truc | 4.4 CIRCUIT PROTECTION <=1000A
LV430880 | 3P3D MICROLOGIC 5.2 A 160A NSX160F | 27570400 | 25064000 | #REF! | Truc | 4.4 CIRCUIT PROTECTION <=1000A
LV430881 | NSX160F Mic5.2A 100A 3P3D | 28711100 | 26101000 | #REF! | Truc | 4.4 CIRCUIT PROTECTION <=1000A
LV430885 | NSX160F Mic5.2A 160A 4P4D | 30461200 | 27692000 | #REF! | Truc | 4.4 CIRCUIT PROTECTION <=1000A
LV430886 | 4P4D MICROLOGIC 5.2 A 100A NSX160F | 31982500 | 29075000 | #REF! | Truc | 4.4 CIRCUIT PROTECTION <=1000A
LV430891 | 3P3D MICROLOGIC 5.2 A 100A NSX160N | 28710000 | 26100000 | #REF! | Truc | 4.4 CIRCUIT PROTECTION <=1000A
LV430895 | 4P4D MICROLOGIC 5.2 A 160A NSX160N | 30760400 | 27964000 | #REF! | Truc | 4.4 CIRCUIT PROTECTION <=1000A
LV430896 | 4P4D MICROLOGIC 5.2 A 100A NSX160N | 31977000 | 29070000 | #REF! | Truc | 4.4 CIRCUIT PROTECTION <=1000A
LV430985 | 3P3D MICROLOGIC 2.2 M 150A NSX160F | 11350900 | 10319000 | #REF! | Truc | 4.4 CIRCUIT PROTECTION <=1000A
LV430986 | 3P3D MICROLOGIC 2.2 M 100A NSX160F | 11238700 | 10217000 | #REF! | Truc | 4.4 CIRCUIT PROTECTION <=1000A
LV430988 | 3P3D MICROLOGIC 2.2 M 150A NSX160N | 13072400 | 11884000 | #REF! | Truc | 4.4 CIRCUIT PROTECTION <=1000A
LV430989 | 3P3D MICROLOGIC 2.2 M 100A NSX160N | 13072400 | 11884000 | #REF! | Truc | 4.4 CIRCUIT PROTECTION <=1000A
LV430991 | 3P3D MICROLOGIC 2.2 M 150A NSX160H | 15439600 | 14036000 | #REF! | Truc | 4.4 CIRCUIT PROTECTION <=1000A
LV430992 | 3P3D MICROLOGIC 2.2 M 100A NSX160H | 15439600 | 14036000 | #REF! | Truc | 4.4 CIRCUIT PROTECTION <=1000A
LV431050 | EXT. FRONT ROT. HANDLE INS250 ex | 1559800 | 1418000 | #REF! | Truc | 4.4 CIRCUIT PROTECTION <=1000A
LV431051 | EXT. FRONT RH YELLOW INS250 EX | 1559800 | 1418000 | #REF! | Truc | 4.4 CIRCUIT PROTECTION <=1000A
LV431052 | EXTENDED FRONT ROT. HANDLE IP66 (INS250) | 3775200 | 3432000 | #REF! | Truc | 4.4 CIRCUIT PROTECTION <=1000A
LV431060 | 3P ONE-PIECE SPREADER | 4271300 | 3883000 | #REF! | Truc | 4.4 CIRCUIT PROTECTION <=1000A
LV431112 | 3P3T TM160D NSX250B | 8030000 | 7300000 | #REF! | Truc | 4.4 CIRCUIT PROTECTION <=1000A
LV431113 | 3P3D TM125D NSX250B | 8030000 | 7300000 | #REF! | Truc | 4.4 CIRCUIT PROTECTION <=1000A
LV431122 | 4P3D TM160D NSX250B | 12876600 | 11706000 | #REF! | Truc | 4.4 CIRCUIT PROTECTION <=1000A
LV431123 | 4P3D TM125D NSX250B | 12876600 | 11706000 | #REF! | Truc | 4.4 CIRCUIT PROTECTION <=1000A
LV431130 | 4P4T TM250D NSX250B | 13461800 | 12238000 | #REF! | Truc | 4.4 CIRCUIT PROTECTION <=1000A
LV431131 | 4P4T TM200D NSX250B | 13461800 | 12238000 | #REF! | Truc | 4.4 CIRCUIT PROTECTION <=1000A
LV431133 | 4P4T TM125D NSX250B | 13670800 | 12428000 | #REF! | Truc | 4.4 CIRCUIT PROTECTION <=1000A
LV431140 | 3P3D MICROLOGIC 2.2 250A NSX250B | 14050300 | 12773000 | #REF! | Truc | 4.4 CIRCUIT PROTECTION <=1000A
LV431141 | 3P3D MICROLOGIC 2.2 160A NSX250B | 14050300 | 12773000 | #REF! | Truc | 4.4 CIRCUIT PROTECTION <=1000A
LV431142 | 3P3D MICROLOGIC 2.2 100A NSX250B | 14050300 | 12773000 | #REF! | Truc | 4.4 CIRCUIT PROTECTION <=1000A
LV431145 | 3P3D MICROLOGIC 5.2 A 250A NSX250B | 29099400 | 26454000 | #REF! | Truc | 4.4 CIRCUIT PROTECTION <=1000A
LV431146 | 3P3D MICROLOGIC 5.2 A 160A NSX250B | 28811200 | 26192000 | #REF! | Truc | 4.4 CIRCUIT PROTECTION <=1000A
LV431147 | 3P3D MICROLOGIC 5.2 A 100A NSX250B | 29953000 | 27230000 | #REF! | Truc | 4.4 CIRCUIT PROTECTION <=1000A
LV431150 | 4P4T MICROLOGIC 2.2 250A NSX250B | 15475900 | 14069000 | #REF! | Truc | 4.4 CIRCUIT PROTECTION <=1000A
LV431151 | 4P4D MICROLOGIC 2.2 160A NSX250B | 15475900 | 14069000 | #REF! | Truc | 4.4 CIRCUIT PROTECTION <=1000A
LV431152 | 4P4D MICROLOGIC 2.2 100A NSX250B | 15475900 | 14069000 | #REF! | Truc | 4.4 CIRCUIT PROTECTION <=1000A
LV431156 | 4P4D MICROLOGIC 5.2 A 160A NSX250B | 32376300 | 29433000 | #REF! | Truc | 4.4 CIRCUIT PROTECTION <=1000A
LV431157 | 4P4D MICROLOGIC 5.2 A 100A NSX250B | 33898700 | 30817000 | #REF! | Truc | 4.4 CIRCUIT PROTECTION <=1000A
LV431160 | 3P3D MICROLOGIC 2.2 M 220A NSX250F | 12742400 | 11584000 | #REF! | Truc | 4.4 CIRCUIT PROTECTION <=1000A
LV431161 | 3P3D MICROLOGIC 2.2 M 150A NSX250F | 12377200 | 11252000 | #REF! | Truc | 4.4 CIRCUIT PROTECTION <=1000A
LV431165 | 3P3D MICROLOGIC 2.2 M 220A NSX250N | 14361600 | 13056000 | #REF! | Truc | 4.4 CIRCUIT PROTECTION <=1000A
LV431170 | 3P3D MICROLOGIC 2.2 M 220A NSX250H | 12675300 | 11523000 | #REF! | Truc | 4.4 CIRCUIT PROTECTION <=1000A
LV431171 | 3P3D MICROLOGIC 2.2 M 150A NSX250H | 12657700 | 11507000 | #REF! | Truc | 4.4 CIRCUIT PROTECTION <=1000A
LV431391 | 3P NSX250S WITHOUT TRIP UNIT COMPACT CI | 10629300 | 9663000 | #REF! | Truc | 4.4 CIRCUIT PROTECTION <=1000A
LV431395 | 4P NSX250B WITHOUT TRIP UNIT COMPACT CI | 7167600 | 6516000 | #REF! | Truc | 4.4 CIRCUIT PROTECTION <=1000A
LV431400 | 2P(3P) NSX250F WITHOUT TRIP UNIT COMPAC | 5770600 | 5246000 | #REF! | Truc | 4.4 CIRCUIT PROTECTION <=1000A
LV431403 | NS250F 3P WITHOUT TRIP UNIT | 5536300 | 5033000 | #REF! | Truc | 4.4 CIRCUIT PROTECTION <=1000A
LV431404 | 3P NSX250H WITHOUT TRIP UNIT COMPACT CI | 9489700 | 8627000 | #REF! | Truc | 4.4 CIRCUIT PROTECTION <=1000A
LV431406 | 3P NSX250N WITHOUT TRIP UNIT COMPACT CI | 5346000 | 4860000 | #REF! | Truc | 4.4 CIRCUIT PROTECTION <=1000A
LV431408 | 4P NSX250F WITHOUT TRIP UNIT COMPACT CI | 7172000 | 6520000 | #REF! | Truc | 4.4 CIRCUIT PROTECTION <=1000A
LV431410 | 4P NSX250L WITHOUT TRIP UNIT COMPACT CI | 14834600 | 13486000 | #REF! | Truc | 4.4 CIRCUIT PROTECTION <=1000A
LV431411 | NSX250N 4P WITHOUT TRIP UNIT | 7187400 | 6534000 | #REF! | Truc | 4.4 CIRCUIT PROTECTION <=1000A
LV431430 | Trip unit TM250D for NSX100-250 | 2715900 | 2469000 | #REF! | Truc | 4.4 CIRCUIT PROTECTION <=1000A
LV431431 | Trip unit TM200D for NSX100-250 | 2715900 | 2469000 | #REF! | Truc | 4.4 CIRCUIT PROTECTION <=1000A
LV431432 | 3P3T TM160D TRIP UNIT FOR NSX250 CIRCUI | 2715900 | 2469000 | #REF! | Truc | 4.4 CIRCUIT PROTECTION <=1000A
LV431441 | TM200D Trip unit 4P3D | 2688400 | 2444000 | #REF! | Truc | 4.4 CIRCUIT PROTECTION <=1000A
LV431452 | 4P4T TM160D TRIP UNIT | 2014100 | 1831000 | #REF! | Truc | 4.4 CIRCUIT PROTECTION <=1000A
LV431470 | 3P3D MICROLOGIC 2.2 250A TRIP UNIT FOR | 7121400 | 6474000 | #REF! | Truc | 4.4 CIRCUIT PROTECTION <=1000A
LV431475 | 3P3D MICROLOGIC 2.2 G 250A TRIP UNIT FO | 6976200 | 6342000 | #REF! | Truc | 4.4 CIRCUIT PROTECTION <=1000A
LV431480 | Mic2.2 250A Trip unit 4P4D | 9775700 | 8887000 | #REF! | Truc | 4.4 CIRCUIT PROTECTION <=1000A
LV431485 | 4P4T MICROLOGIC 2.2 G 250A TRIP UNIT | 12037300 | 10943000 | #REF! | Truc | 4.4 CIRCUIT PROTECTION <=1000A
LV431491 | Mic5.2E 250A Trip unit 3P3D | 28048900 | 25499000 | #REF! | Truc | 4.4 CIRCUIT PROTECTION <=1000A
LV431495 | Mic5.2A 250A Trip unit 4P4D | 30823100 | 28021000 | #REF! | Truc | 4.4 CIRCUIT PROTECTION <=1000A
LV431496 | Mic5.2E 250A Trip unit 4P4D | 28634100 | 26031000 | #REF! | Truc | 4.4 CIRCUIT PROTECTION <=1000A
LV431500 | MA220 Trip unit 3P3D | 1567500 | 1425000 | #REF! | Truc | 4.4 CIRCUIT PROTECTION <=1000A
LV431505 | 3P3D MICROLOGIC 6.2 A 250A TRIP UNIT | 29235800 | 26578000 | #REF! | Truc | 4.4 CIRCUIT PROTECTION <=1000A
LV431510 | 4P3D MA220 TRIP UNIT | 2196700 | 1997000 | #REF! | Truc | 4.4 CIRCUIT PROTECTION <=1000A
LV431515 | Mic6.2A 250A Trip unit 4P4D | 28920100 | 26291000 | #REF! | Truc | 4.4 CIRCUIT PROTECTION <=1000A
LV431520 | 3P3T MICROLOGIC 2.2 M 220A TRIP UNIT | 7625200 | 6932000 | #REF! | Truc | 4.4 CIRCUIT PROTECTION <=1000A
LV431533 | 3P 440-550V AC 0.03-10A VIGI MH | 13811600 | 12556000 | #REF! | Truc | 4.4 CIRCUIT PROTECTION <=1000A
LV431540 | 110 130V AC 50 60HZ MT250 | 14630000 | 13300000 | #REF! | Truc | 4.4 CIRCUIT PROTECTION <=1000A
LV431544 | 48 60V DC MT250 | 14630000 | 13300000 | #REF! | Truc | 4.4 CIRCUIT PROTECTION <=1000A
LV431545 | 110-130V DC MT250 | 22766700 | 20697000 | #REF! | Truc | 4.4 CIRCUIT PROTECTION <=1000A
LV431549 | COMMUNICATING 220-240V 50/60HZ MT250 | 17702300 | 16093000 | #REF! | Truc | 4.4 CIRCUIT PROTECTION <=1000A
LV431570 | CT MODULE 4P 250 5A | 18322700 | 16657000 | #REF! | Truc | 4.4 CIRCUIT PROTECTION <=1000A
LV431573 | INSULATING ENCLOSURE STD EXT ROT HANDLE | 21939500 | 19945000 | #REF! | Truc | 4.4 CIRCUIT PROTECTION <=1000A
LV431619 | 2P(3P) NSX250NA | 9464400 | 8604000 | #REF! | Truc | 4.4 CIRCUIT PROTECTION <=1000A
LV431629 | 3P NSX250NA | 8096000 | 7360000 | #REF! | Truc | 4.4 CIRCUIT PROTECTION <=1000A
LV431632 | 3P3D TM160D NSX250F | 8261000 | 7510000 | #REF! | Truc | 4.4 CIRCUIT PROTECTION <=1000A
LV431633 | 3P3D TM125D NSX250F | 6761700 | 6147000 | #REF! | Truc | 4.4 CIRCUIT PROTECTION <=1000A
LV431639 | 4P NSX250NA | 10225600 | 9296000 | #REF! | Truc | 4.4 CIRCUIT PROTECTION <=1000A
LV431642 | 4P3T TM160D NSX250F | 10331200 | 9392000 | #REF! | Truc | 4.4 CIRCUIT PROTECTION <=1000A
LV431650 | 4P4D TM250D NSX250F | 15020500 | 13655000 | #REF! | Truc | 4.4 CIRCUIT PROTECTION <=1000A
LV431651 | 4P4T TM200D NSX250F | 13252800 | 12048000 | #REF! | Truc | 4.4 CIRCUIT PROTECTION <=1000A
LV431652 | 4P4D TM160D NSX250F | 10827300 | 9843000 | #REF! | Truc | 4.4 CIRCUIT PROTECTION <=1000A
LV431672 | 3P3T TM160T NSX250H | 10017700 | 9107000 | #REF! | Truc | 4.4 CIRCUIT PROTECTION <=1000A
LV431673 | 3P3T TM125T NSX250H | 10017700 | 9107000 | #REF! | Truc | 4.4 CIRCUIT PROTECTION <=1000A
LV431748 | 3P3D MA220 NSX250F | 6871700 | 6247000 | #REF! | Truc | 4.4 CIRCUIT PROTECTION <=1000A
LV431749 | 3P3D MA150 NSX250F | 6871700 | 6247000 | #REF! | Truc | 4.4 CIRCUIT PROTECTION <=1000A
LV431752 | 3P3D MA220 NSX250N | 7375500 | 6705000 | #REF! | Truc | 4.4 CIRCUIT PROTECTION <=1000A
LV431753 | 3P3T MA150 NSX250N | 7375500 | 6705000 | #REF! | Truc | 4.4 CIRCUIT PROTECTION <=1000A
LV431756 | 3P3D MA220 NSX250H | 6964100 | 6331000 | #REF! | Truc | 4.4 CIRCUIT PROTECTION <=1000A
LV431757 | 3P3D MA150 NSX250H | 6970700 | 6337000 | #REF! | Truc | 4.4 CIRCUIT PROTECTION <=1000A
LV431770 | NSX250F Mic2.2 250A 3P3D | 15359300 | 13963000 | #REF! | Truc | 4.4 CIRCUIT PROTECTION <=1000A
LV431771 | 3P3T MICROLOGIC 2.2 160A NSX250F | 15359300 | 13963000 | #REF! | Truc | 4.4 CIRCUIT PROTECTION <=1000A
LV431772 | NSX250F Mic2.2 100A 3P3D | 15359300 | 13963000 | #REF! | Truc | 4.4 CIRCUIT PROTECTION <=1000A
LV431780 | NSX250F Mic2.2 250A 4P4D | 16299800 | 14818000 | #REF! | Truc | 4.4 CIRCUIT PROTECTION <=1000A
LV431781 | 4P4T MICROLOGIC 2.2 160A NSX250F | 16299800 | 14818000 | #REF! | Truc | 4.4 CIRCUIT PROTECTION <=1000A
LV431782 | 4P4T MICROLOGIC 2.2 100A NSX250F | 16299800 | 14818000 | #REF! | Truc | 4.4 CIRCUIT PROTECTION <=1000A
LV431790 | NSX250H Mic2.2 250A 3P3D | 16670500 | 15155000 | #REF! | Truc | 4.4 CIRCUIT PROTECTION <=1000A
LV431791 | 3P3D MICROLOGIC 2.2 160A NSX250H | 12868900 | 11699000 | #REF! | Truc | 4.4 CIRCUIT PROTECTION <=1000A
LV431792 | NSX250H Mic2.2 100A 3P3D | 12868900 | 11699000 | #REF! | Truc | 4.4 CIRCUIT PROTECTION <=1000A
LV431800 | NSX250H Mic2.2 250A 4P4D | 20586500 | 18715000 | #REF! | Truc | 4.4 CIRCUIT PROTECTION <=1000A
LV431801 | 4P4T MICROLOGIC 2.2 160A NSX250H | 20792200 | 18902000 | #REF! | Truc | 4.4 CIRCUIT PROTECTION <=1000A
LV431802 | NSX250H Mic2.2 100A 4P4D | 16486800 | 14988000 | #REF! | Truc | 4.4 CIRCUIT PROTECTION <=1000A
LV431805 | 4P4D MICROLOGIC 5.2 A 250A NSX250H | 32478600 | 29526000 | #REF! | Truc | 4.4 CIRCUIT PROTECTION <=1000A
LV431806 | 4P4D MICROLOGIC 5.2 A 160A NSX250H | 32477500 | 29525000 | #REF! | Truc | 4.4 CIRCUIT PROTECTION <=1000A
LV431807 | 4P4D MICROLOGIC 5.2 A 100A NSX250H | 33999900 | 30909000 | #REF! | Truc | 4.4 CIRCUIT PROTECTION <=1000A
LV431832 | 3P3T TM160D NSX250N | 9186100 | 8351000 | #REF! | Truc | 4.4 CIRCUIT PROTECTION <=1000A
LV431833 | 3P3D TM125D NSX250N | 9186100 | 8351000 | #REF! | Truc | 4.4 CIRCUIT PROTECTION <=1000A
LV431842 | NSX250N TM160D 4P3D | 11446600 | 10406000 | #REF! | Truc | 4.4 CIRCUIT PROTECTION <=1000A
LV431843 | NSX250N TM125D 4P3D | 11446600 | 10406000 | #REF! | Truc | 4.4 CIRCUIT PROTECTION <=1000A
LV431850 | 4P4T TM250D NSX250N | 16456000 | 14960000 | #REF! | Truc | 4.4 CIRCUIT PROTECTION <=1000A
LV431861 | 3P3D MICROLOGIC 5.2 A 160A NSX250F | 29218200 | 26562000 | #REF! | Truc | 4.4 CIRCUIT PROTECTION <=1000A
LV431862 | NSX250F Mic5.2A 100A 3P3D | 30072900 | 27339000 | #REF! | Truc | 4.4 CIRCUIT PROTECTION <=1000A
LV431865 | 4P4D MICROLOGIC 5.2 A 250A NSX250F | 32479700 | 29527000 | #REF! | Truc | 4.4 CIRCUIT PROTECTION <=1000A
LV431866 | NSX250F Mic5.2A 160A 4P4D | 32477500 | 29525000 | #REF! | Truc | 4.4 CIRCUIT PROTECTION <=1000A
LV431867 | 4P4D MICROLOGIC 5.2 A 100A NSX250F | 34001000 | 30910000 | #REF! | Truc | 4.4 CIRCUIT PROTECTION <=1000A
LV431870 | 3P3D MICROLOGIC 2.2 250A NSX250N | 13843500 | 12585000 | #REF! | Truc | 4.4 CIRCUIT PROTECTION <=1000A
LV431871 | 3P3D MICROLOGIC 2.2 160A NSX250N | 12499300 | 11363000 | #REF! | Truc | 4.4 CIRCUIT PROTECTION <=1000A
LV431872 | 3P3D MICROLOGIC 2.2 100A NSX250N | 13667500 | 12425000 | #REF! | Truc | 4.4 CIRCUIT PROTECTION <=1000A
LV431876 | 4P4T MICROLOGIC 2.2 160A NSX250N | 18055400 | 16414000 | #REF! | Truc | 4.4 CIRCUIT PROTECTION <=1000A
LV431877 | 4P4T MICROLOGIC 2.2 100A NSX250N | 18002600 | 16366000 | #REF! | Truc | 4.4 CIRCUIT PROTECTION <=1000A
LV431880 | 3P3D MICROLOGIC 5.2 A 250A NSX250N | 28927800 | 26298000 | #REF! | Truc | 4.4 CIRCUIT PROTECTION <=1000A
LV431881 | 3P3D MICROLOGIC 5.2 A 160A NSX250N | 29216000 | 26560000 | #REF! | Truc | 4.4 CIRCUIT PROTECTION <=1000A
LV431882 | 3P3D MICROLOGIC 5.2 A 100A NSX250N | 30069600 | 27336000 | #REF! | Truc | 4.4 CIRCUIT PROTECTION <=1000A
LV431886 | 4P4D MICROLOGIC 5.2 A 160A NSX250N | 32473100 | 29521000 | #REF! | Truc | 4.4 CIRCUIT PROTECTION <=1000A
LV431887 | 4P4D MICROLOGIC 5.2 A 100A NSX250N | 33996600 | 30906000 | #REF! | Truc | 4.4 CIRCUIT PROTECTION <=1000A
LV432068 | 3P3D MICROLOGIC 1.3 M 500A TRIP UNIT FO | 9363200 | 8512000 | #REF! | Truc | 4.4 CIRCUIT PROTECTION <=1000A
LV432071 | 3P3T MICROLOGIC 2.3 M 500A TRIP UNIT | 9735000 | 8850000 | #REF! | Truc | 4.4 CIRCUIT PROTECTION <=1000A
LV432074 | 3P3D MICROLOGIC 6.3 E-M 500A TRIP UNIT | 30543700 | 27767000 | #REF! | Truc | 4.4 CIRCUIT PROTECTION <=1000A
LV432075 | Trip unit Mic6.3 E-M 320 A 3P3D | 30849500 | 28045000 | #REF! | Truc | 4.4 CIRCUIT PROTECTION <=1000A
LV432077 | 4P3T MICROLOGIC 1.3 M 500A TRIP UNIT | 13844600 | 12586000 | #REF! | Truc | 4.4 CIRCUIT PROTECTION <=1000A
LV432078 | 4P3T MICROLOGIC 1.3 M 320A TRIP UNIT | 13981000 | 12710000 | #REF! | Truc | 4.4 CIRCUIT PROTECTION <=1000A
LV432080 | 3P3D MICROLOGIC 2.3 630A TRIP UNIT FOR | 13068000 | 11880000 | #REF! | Truc | 4.4 CIRCUIT PROTECTION <=1000A
LV432081 | 3P3D MICROLOGIC 2.3 400A TRIP UNIT FOR | 12070300 | 10973000 | #REF! | Truc | 4.4 CIRCUIT PROTECTION <=1000A
LV432082 | 3P3D MICROLOGIC 2.3 250A TRIP UNIT FOR | 9450100 | 8591000 | #REF! | Truc | 4.4 CIRCUIT PROTECTION <=1000A
LV432084 | Trip unit n Mic2.3 630A 4P4D | 11443300 | 10403000 | #REF! | Truc | 4.4 CIRCUIT PROTECTION <=1000A
LV432085 | 4P4D MICROLOGIC 2.3 400A TRIP UNIT FOR | 11442200 | 10402000 | #REF! | Truc | 4.4 CIRCUIT PROTECTION <=1000A
LV432090 | 3P3D MICROLOGIC 5.3 A 630A TRIP UNIT | 28869500 | 26245000 | #REF! | Truc | 4.4 CIRCUIT PROTECTION <=1000A
LV432093 | 4P4D MICROLOGIC 5.3 A 630A TRIP UNIT | 31607400 | 28734000 | #REF! | Truc | 4.4 CIRCUIT PROTECTION <=1000A
LV432094 | 4P4D MICROLOGIC 5.3 A 400A TRIP UNIT | 28993800 | 26358000 | #REF! | Truc | 4.4 CIRCUIT PROTECTION <=1000A
LV432096 | Trip unit n Mic5.3 E 630A 3P3D | 30538200 | 27762000 | #REF! | Truc | 4.4 CIRCUIT PROTECTION <=1000A
LV432097 | 3P3D MICROLOGIC 5.3 E 400A TRIP UNIT | 30497500 | 27725000 | #REF! | Truc | 4.4 CIRCUIT PROTECTION <=1000A
LV432099 | 4P4D MICROLOGIC 5.3 E 630A TRIP UNIT | 31918700 | 29017000 | #REF! | Truc | 4.4 CIRCUIT PROTECTION <=1000A
LV432102 | 3P3D MICROLOGIC 6.3 A 630A TRIP UNIT | 29165400 | 26514000 | #REF! | Truc | 4.4 CIRCUIT PROTECTION <=1000A
LV432103 | Trip unit n Mic6.3A 400A 3P3D | 29139000 | 26490000 | #REF! | Truc | 4.4 CIRCUIT PROTECTION <=1000A
LV432105 | Trip unit n Mic6.3A 630A 4P4D | 31923100 | 29021000 | #REF! | Truc | 4.4 CIRCUIT PROTECTION <=1000A
LV432106 | 4P4D MICROLOGIC 6.3 A 400A TRIP UNIT | 31895600 | 28996000 | #REF! | Truc | 4.4 CIRCUIT PROTECTION <=1000A
LV432111 | 4P4D MICROLOGIC 6.3 E 630A TRIP UNIT | 31918700 | 29017000 | #REF! | Truc | 4.4 CIRCUIT PROTECTION <=1000A
LV432403 | 3P NSX400N WITHOUT TRIP UNIT COMPACT CI | 22488400 | 20444000 | #REF! | Truc | 4.4 CIRCUIT PROTECTION <=1000A
LV432404 | NSX400H 3P WITHOUT TRIP UNIT | 24435400 | 22214000 | #REF! | Truc | 4.4 CIRCUIT PROTECTION <=1000A
LV432408 | NSX400N 4P WITHOUT TRIP UNIT | 29139000 | 26490000 | #REF! | Truc | 4.4 CIRCUIT PROTECTION <=1000A
LV432413 | Basic frame NSX400F 3P | 21419200 | 19472000 | #REF! | Truc | 4.4 CIRCUIT PROTECTION <=1000A
LV432414 | Basic frame NSX400S 3P | 26297700 | 23907000 | #REF! | Truc | 4.4 CIRCUIT PROTECTION <=1000A
LV432415 | Basic frame NSX400F 4P | 25558500 | 23235000 | #REF! | Truc | 4.4 CIRCUIT PROTECTION <=1000A
LV432416 | 4P NSX400S WITHOUT TRIP UNIT COMPACT CI | 31890100 | 28991000 | #REF! | Truc | 4.4 CIRCUIT PROTECTION <=1000A
LV432479 | 3 CONNECTORS (1X 35-300MM+ï¿½-ï¿½) PH BARRIERS | 1817200 | 1652000 | #REF! | Truc | 4.4 CIRCUIT PROTECTION <=1000A
LV432481 | 3 (2X 35-240MMï¿½) CONNECTORS PH BARRIERS | 4643100 | 4221000 | #REF! | Truc | 4.4 CIRCUIT PROTECTION <=1000A
LV432482 | 4 (2X 35-240MMï¿½) CONNECTORS PH BARRIERS | 5175500 | 4705000 | #REF! | Truc | 4.4 CIRCUIT PROTECTION <=1000A
LV432484 | 3 RIGHT ANGLE TERMINAL EXT PH BARRIERS | 2035000 | 1850000 | #REF! | Truc | 4.4 CIRCUIT PROTECTION <=1000A
LV432486 | 3 EDGEWISE TERMINAL EXT PH BARRIERS INV | 5736500 | 5215000 | #REF! | Truc | 4.4 CIRCUIT PROTECTION <=1000A
LV432487 | 4 EDGEWISE TERMINAL EXT PH BARRIERS INV | 6514200 | 5922000 | #REF! | Truc | 4.4 CIRCUIT PROTECTION <=1000A
LV432492 | 3P Spreader (70mm) INV/INS NSX400/630 br | 2704900 | 2459000 | #REF! | Truc | 4.4 CIRCUIT PROTECTION <=1000A
LV432493 | 4P SPREADER (70MM) PH BARRIERS INV/INS | 3990800 | 3628000 | #REF! | Truc | 4.4 CIRCUIT PROTECTION <=1000A
LV432500 | 3 CU 240MM CRIMP LUGS PH BARRIERS INV/ | 1787500 | 1625000 | #REF! | Truc | 4.4 CIRCUIT PROTECTION <=1000A
LV432501 | 4 CU 240MM CRIMP LUGS PH BARRIERS INV/ | 2084500 | 1895000 | #REF! | Truc | 4.4 CIRCUIT PROTECTION <=1000A
LV432502 | 3 CU 300MM CRIMP LUGS PH BARRIERS INV/ | 1860100 | 1691000 | #REF! | Truc | 4.4 CIRCUIT PROTECTION <=1000A
LV432503 | 4 CU 300MM CRIMP LUGS PH BARRIERS INV/ | 2836900 | 2579000 | #REF! | Truc | 4.4 CIRCUIT PROTECTION <=1000A
LV432504 | 3 AL 240MM CRIMP LUGS PH BARRIERS INV/ | 3117400 | 2834000 | #REF! | Truc | 4.4 CIRCUIT PROTECTION <=1000A
LV432505 | 4 AL 240MM CRIMP LUGS PH BARRIERS INV/ | 4557300 | 4143000 | #REF! | Truc | 4.4 CIRCUIT PROTECTION <=1000A
LV432506 | 3 AL 300MM CRIMP LUGS PH BARRIERS INV/ | 6193000 | 5630000 | #REF! | Truc | 4.4 CIRCUIT PROTECTION <=1000A
LV432507 | 4 AL 300MM CRIMP LUGS PH BARRIERS INV/ | 8270900 | 7519000 | #REF! | Truc | 4.4 CIRCUIT PROTECTION <=1000A
LV432516 | 3P PLUG-IN BASE | 7518500 | 6835000 | #REF! | Truc | 4.4 CIRCUIT PROTECTION <=1000A
LV432520 | SAFETY TRIP INTERLOCK LINK NSX400 630 C | 353100 | 321000 | #REF! | Truc | 4.4 CIRCUIT PROTECTION <=1000A
LV432523 | 1X 9 WIRE MOVING CONNECTOR FOR BREAKER | 664400 | 604000 | #REF! | Truc | 4.4 CIRCUIT PROTECTION <=1000A
LV432525 | 1 SUPPORT FOR 2 MOVING CONNECTORS | 321200 | 292000 | #REF! | Truc | 4.4 CIRCUIT PROTECTION <=1000A
LV432534 | ESCUTCHEON COLLAR FOR TOGGLE | 348700 | 317000 | #REF! | Truc | 4.4 CIRCUIT PROTECTION <=1000A
LV432553 | TOGGLE EXTENSION | 741400 | 674000 | #REF! | Truc | 4.4 CIRCUIT PROTECTION <=1000A
LV432560 | IP43 TOGGLE COVER | 5009400 | 4554000 | #REF! | Truc | 4.4 CIRCUIT PROTECTION <=1000A
LV432578 | 2 INSULATING SCREENS 3P (70 MM PITCH) N | 765600 | 696000 | #REF! | Truc | 4.4 CIRCUIT PROTECTION <=1000A
LV432600 | EXTENDED RED-YELLOW ROTARY HANDLE | 2013000 | 1830000 | #REF! | Truc | 4.4 CIRCUIT PROTECTION <=1000A
LV432619 | ACCESSORY FOR SOURCECHANGEOVER SWITCH DO | 19268700 | 17517000 | #REF! | Truc | 4.4 CIRCUIT PROTECTION <=1000A
LV432620 | ACCESSORY FOR SOURCECHANGEOVER SWITCH DO | 20650300 | 18773000 | #REF! | Truc | 4.4 CIRCUIT PROTECTION <=1000A
LV432624 | PLATINE COMPACT NSX 400-630 4P | 21291600 | 19356000 | #REF! | Truc | 4.4 CIRCUIT PROTECTION <=1000A
LV432630 | FIXED LOCKING DEVICE NSX400-630 OPEN | 883300 | 803000 | #REF! | Truc | 4.4 CIRCUIT PROTECTION <=1000A
LV432640 | 110-130V AC 50/60HZ MT400/630 | 26315300 | 23923000 | #REF! | Truc | 4.4 CIRCUIT PROTECTION <=1000A
LV432645 | 110-130V DC MT400/630 | 26315300 | 23923000 | #REF! | Truc | 4.4 CIRCUIT PROTECTION <=1000A
LV432647 | 440-480V AC 60HZHZ MT400/630 | 25942400 | 23584000 | #REF! | Truc | 4.4 CIRCUIT PROTECTION <=1000A
LV432649 | MOTOR MECH. ADAPTER W/O KEYLOCK NS | 207900 | 189000 | #REF! | Truc | 4.4 CIRCUIT PROTECTION <=1000A
LV432652 | MT400/630 COMMUNICANTE 220-240V 50/60HZ | 25188900 | 22899000 | #REF! | Truc | 4.4 CIRCUIT PROTECTION <=1000A
LV432678 | 3P3D MICROLOGIC 5.3 A 400A NSX400F | 42818600 | 38926000 | #REF! | Truc | 4.4 CIRCUIT PROTECTION <=1000A
LV432679 | NSX400F Mic5.3A 400A 4P4D | 48250400 | 43864000 | #REF! | Truc | 4.4 CIRCUIT PROTECTION <=1000A
LV432683 | 4P4D MICROLOGIC 2.3 250A NSX400F | 27841000 | 25310000 | #REF! | Truc | 4.4 CIRCUIT PROTECTION <=1000A
LV432699 | 3P3D MICROLOGIC 5.3 A 400A NSX400N | 40692300 | 36993000 | #REF! | Truc | 4.4 CIRCUIT PROTECTION <=1000A
LV432700 | NSX400N 400A Mic5.3A 4P4D | 47773000 | 43430000 | #REF! | Truc | 4.4 CIRCUIT PROTECTION <=1000A
LV432701 | NSX400H 400A Mic5.3A 3P3D | 40810000 | 37100000 | #REF! | Truc | 4.4 CIRCUIT PROTECTION <=1000A
LV432702 | 4P4D MICROLOGIC 5.3 A 400A NSX400H | 47845600 | 43496000 | #REF! | Truc | 4.4 CIRCUIT PROTECTION <=1000A
LV432707 | 3P3D MICROLOGIC 2.3 250A NSX400N | 23954700 | 21777000 | #REF! | Truc | 4.4 CIRCUIT PROTECTION <=1000A
LV432708 | 4P4T MICROLOGIC 2.3 250A NSX400N | 33331100 | 30301000 | #REF! | Truc | 4.4 CIRCUIT PROTECTION <=1000A
LV432709 | 3P3D MICROLOGIC 2.3 250A NSX400H | 23332100 | 21211000 | #REF! | Truc | 4.4 CIRCUIT PROTECTION <=1000A
LV432731 | 3P3T MICROLOGIC 2.3 400A VIGI MB NSX400F | 41046500 | 37315000 | #REF! | Truc | 4.4 CIRCUIT PROTECTION <=1000A
LV432748 | 3P3D MICROLOGIC 1.3 M 320A NSX400F | 26077700 | 23707000 | #REF! | Truc | 4.4 CIRCUIT PROTECTION <=1000A
LV432749 | 3P3D MICROLOGIC 1.3 M 320A NSX400N | 23762200 | 21602000 | #REF! | Truc | 4.4 CIRCUIT PROTECTION <=1000A
LV432756 | 3P MICROLOGIC 0.3 NA NSX400NA | 26588100 | 24171000 | #REF! | Truc | 4.4 CIRCUIT PROTECTION <=1000A
LV432757 | 4P MICROLOGIC 0.3 NA NSX400NA | 33640200 | 30582000 | #REF! | Truc | 4.4 CIRCUIT PROTECTION <=1000A
LV432775 | 3P3D MICROLOGIC 2.3 M 320A NSX400F | 25617900 | 23289000 | #REF! | Truc | 4.4 CIRCUIT PROTECTION <=1000A
LV432776 | 3P3D MICROLOGIC 2.3 M 320A NSX400N | 23532300 | 21393000 | #REF! | Truc | 4.4 CIRCUIT PROTECTION <=1000A
LV432803 | 3P NSX630N WITHOUT TRIP UNIT COMPACT CI | 27228300 | 24753000 | #REF! | Truc | 4.4 CIRCUIT PROTECTION <=1000A
LV432805 | 3P NSX630L WITHOUT TRIP UNIT COMPACT CI | 29334800 | 26668000 | #REF! | Truc | 4.4 CIRCUIT PROTECTION <=1000A
LV432808 | NSX630N 4P WITHOUT TRIP UNIT | 32337800 | 29398000 | #REF! | Truc | 4.4 CIRCUIT PROTECTION <=1000A
LV432814 | 3P NSX630S WITHOUT TRIP UNIT COMPACT CI | 28637400 | 26034000 | #REF! | Truc | 4.4 CIRCUIT PROTECTION <=1000A
LV432815 | Basic frame NSX630F 4P | 34145100 | 31041000 | #REF! | Truc | 4.4 CIRCUIT PROTECTION <=1000A
LV432816 | 4P NSX630S WITHOUT TRIP UNIT COMPACT CI | 35335300 | 32123000 | #REF! | Truc | 4.4 CIRCUIT PROTECTION <=1000A
LV432878 | NSX630F Mic5.3A 630A 3P3D | 45338700 | 41217000 | #REF! | Truc | 4.4 CIRCUIT PROTECTION <=1000A
LV432879 | 4P4D MICROLOGIC 5.3 A 630A NSX630F | 49933400 | 45394000 | #REF! | Truc | 4.4 CIRCUIT PROTECTION <=1000A
LV432899 | NSX630N 630A Mic5.3A 3P3D | 42341200 | 38492000 | #REF! | Truc | 4.4 CIRCUIT PROTECTION <=1000A
LV432900 | 4P4D MICROLOGIC 5.3 A 630A NSX630N | 49947700 | 45407000 | #REF! | Truc | 4.4 CIRCUIT PROTECTION <=1000A
LV432901 | 3P3D MICROLOGIC 5.3 A 630A NSX630H | 41924300 | 38113000 | #REF! | Truc | 4.4 CIRCUIT PROTECTION <=1000A
LV432949 | NSX630N 500A Mic1.3M 3P3D | 25599200 | 23272000 | #REF! | Truc | 4.4 CIRCUIT PROTECTION <=1000A
LV432975 | 3P3D MICROLOGIC 2.3 M 500A NSX630F | 27855300 | 25323000 | #REF! | Truc | 4.4 CIRCUIT PROTECTION <=1000A
LV432976 | NSX630N 500A Mic2.3M 3P3D | 32003400 | 29094000 | #REF! | Truc | 4.4 CIRCUIT PROTECTION <=1000A
LV433207 | NSX100R CIRCUIT BREAKER TMD | 18060900 | 16419000 | #REF! | Truc | 4.4 CIRCUIT PROTECTION <=1000A
LV433208 | NSX100R CIRCUIT BREAKER TMD | 15315300 | 13923000 | #REF! | Truc | 4.4 CIRCUIT PROTECTION <=1000A
LV433210 | NSX100HB1 CIRCUIT BREAKER TMD | 14445200 | 13132000 | #REF! | Truc | 4.4 CIRCUIT PROTECTION <=1000A
LV433212 | NSX100HB1 CIRCUIT BREAKER TMD | 14445200 | 13132000 | #REF! | Truc | 4.4 CIRCUIT PROTECTION <=1000A
LV433216 | NSX100HB1 CIRCUIT BREAKER TMD | 14445200 | 13132000 | #REF! | Truc | 4.4 CIRCUIT PROTECTION <=1000A
LV433217 | NSX100HB1 CIRCUIT BREAKER TMD | 17694600 | 16086000 | #REF! | Truc | 4.4 CIRCUIT PROTECTION <=1000A
LV433219 | NSX100HB1 CIRCUIT BREAKER TMD | 20269700 | 18427000 | #REF! | Truc | 4.4 CIRCUIT PROTECTION <=1000A
LV433224 | NSX100HB2 CIRCUIT BREAKER TMD | 19276400 | 17524000 | #REF! | Truc | 4.4 CIRCUIT PROTECTION <=1000A
LV433226 | NSX100HB2 CIRCUIT BREAKER TMD | 19276400 | 17524000 | #REF! | Truc | 4.4 CIRCUIT PROTECTION <=1000A
LV433228 | NSX100HB2 CIRCUIT BREAKER TMD | 19276400 | 17524000 | #REF! | Truc | 4.4 CIRCUIT PROTECTION <=1000A
LV433300 | NSX100HB1 CIRCUIT BREAKER 2.2 | 26090900 | 23719000 | #REF! | Truc | 4.4 CIRCUIT PROTECTION <=1000A
LV433303 | NSX100HB1 CIRCUIT BREAKER 2.2 | 30709800 | 27918000 | #REF! | Truc | 4.4 CIRCUIT PROTECTION <=1000A
LV433339 | NSX100HB2 CIRCUIT BREAKER 5.2 E | 35753300 | 32503000 | #REF! | Truc | 4.4 CIRCUIT PROTECTION <=1000A
LV433473 | NSX250R CIRCUIT BREAKER TMD | 22100100 | 20091000 | #REF! | Truc | 4.4 CIRCUIT PROTECTION <=1000A
LV433474 | NSX250R CIRCUIT BREAKER TMD | 17899200 | 16272000 | #REF! | Truc | 4.4 CIRCUIT PROTECTION <=1000A
LV433476 | NSX250R CIRCUIT BREAKER TMD | 19251100 | 17501000 | #REF! | Truc | 4.4 CIRCUIT PROTECTION <=1000A
LV433478 | NSX250HB1 CIRCUIT BREAKER TMD | 16016000 | 14560000 | #REF! | Truc | 4.4 CIRCUIT PROTECTION <=1000A
LV433480 | NSX250HB1 CIRCUIT BREAKER TMD | 16016000 | 14560000 | #REF! | Truc | 4.4 CIRCUIT PROTECTION <=1000A
LV433482 | NSX250HB1 CIRCUIT BREAKER TMD | 16877300 | 15343000 | #REF! | Truc | 4.4 CIRCUIT PROTECTION <=1000A
LV433483 | NSX250HB1 CIRCUIT BREAKER TMD | 22970200 | 20882000 | #REF! | Truc | 4.4 CIRCUIT PROTECTION <=1000A
LV433484 | NSX250HB1 CIRCUIT BREAKER TMD | 16465900 | 14969000 | #REF! | Truc | 4.4 CIRCUIT PROTECTION <=1000A
LV433486 | NSX250HB2 CIRCUIT BREAKER TMD | 17289800 | 15718000 | #REF! | Truc | 4.4 CIRCUIT PROTECTION <=1000A
LV433488 | NSX250HB2 CIRCUIT BREAKER TMD | 17289800 | 15718000 | #REF! | Truc | 4.4 CIRCUIT PROTECTION <=1000A
LV433490 | NSX250HB2 CIRCUIT BREAKER TMD | 17289800 | 15718000 | #REF! | Truc | 4.4 CIRCUIT PROTECTION <=1000A
LV433492 | NSX250HB2 CIRCUIT BREAKER TMD | 18001500 | 16365000 | #REF! | Truc | 4.4 CIRCUIT PROTECTION <=1000A
LV433500 | NSX250R CIRCUIT BREAKER MA | 17801300 | 16183000 | #REF! | Truc | 4.4 CIRCUIT PROTECTION <=1000A
LV433502 | NSX250HB1 CIRCUIT BREAKER MA | 16000600 | 14546000 | #REF! | Truc | 4.4 CIRCUIT PROTECTION <=1000A
LV433528 | NSX250R CIRCUIT BREAKER 6.2 E 250A 3P | 46630100 | 42391000 | #REF! | Truc | 4.4 CIRCUIT PROTECTION <=1000A
LV433529 | NSX250R CIRCUIT BREAKER 6.2 E 250A 4P | 51746200 | 47042000 | #REF! | Truc | 4.4 CIRCUIT PROTECTION <=1000A
LV433572 | NSX250HB2 CIRCUIT BREAKER 2.2 160A 3P | 26552900 | 24139000 | #REF! | Truc | 4.4 CIRCUIT PROTECTION <=1000A
LV433583 | NSX250HB2 CIRCUIT BREAKER 5.2 E 250A 4P | 44551100 | 40501000 | #REF! | Truc | 4.4 CIRCUIT PROTECTION <=1000A
LV433602 | NSX400R CIRCUIT BREAKER 2.3 400A 3P | 39835400 | 36214000 | #REF! | Truc | 4.4 CIRCUIT PROTECTION <=1000A
LV433608 | NSX400R CIRCUIT BREAKER 6.3 E 400A 3P | 51302900 | 46639000 | #REF! | Truc | 4.4 CIRCUIT PROTECTION <=1000A
LV433609 | NSX400R CIRCUIT BREAKER 6.3 E 400A 4P | 59596900 | 54179000 | #REF! | Truc | 4.4 CIRCUIT PROTECTION <=1000A
LV433620 | NSX400HB1 CIRCUIT BREAKER 2.3 250A 3P | 37821300 | 34383000 | #REF! | Truc | 4.4 CIRCUIT PROTECTION <=1000A
LV433622 | NSX400HB1 CIRCUIT BREAKER 2.3 400A 3P | 37821300 | 34383000 | #REF! | Truc | 4.4 CIRCUIT PROTECTION <=1000A
LV433623 | NSX400HB1 CIRCUIT BREAKER 2.3 400A 4P | 49347100 | 44861000 | #REF! | Truc | 4.4 CIRCUIT PROTECTION <=1000A
LV433625 | NSX400HB1 CIRCUIT BREAKER 2.3 M 320A 3P | 36998500 | 33635000 | #REF! | Truc | 4.4 CIRCUIT PROTECTION <=1000A
LV433628 | NSX400HB1 CIRCUIT BREAKER 6.3 E 400A 3P | 59397800 | 53998000 | #REF! | Truc | 4.4 CIRCUIT PROTECTION <=1000A
LV433638 | TERMINAL SHIELD 3P | 1216600 | 1106000 | #REF! | Truc | 4.4 CIRCUIT PROTECTION <=1000A
LV433639 | TERMINAL SHIELD 4P | 1389300 | 1263000 | #REF! | Truc | 4.4 CIRCUIT PROTECTION <=1000A
LV433700 | NSX630R CIRCUIT BREAKER 2.3 630A 3P | 43853700 | 39867000 | #REF! | Truc | 4.4 CIRCUIT PROTECTION <=1000A
LV433706 | NSX630R CIRCUIT BREAKER 6.3 E 630A 3P | 51396400 | 46724000 | #REF! | Truc | 4.4 CIRCUIT PROTECTION <=1000A
LV433707 | NSX630R CIRCUIT BREAKER 6.3 E 630A 4P | 60635300 | 55123000 | #REF! | Truc | 4.4 CIRCUIT PROTECTION <=1000A
LV433720 | NSX630HB1 CIRCUIT BREAKER 2.3 630A 3P | 38965300 | 35423000 | #REF! | Truc | 4.4 CIRCUIT PROTECTION <=1000A
LV433721 | NSX630HB1 CIRCUIT BREAKER 2.3 630A 4P | 49260200 | 44782000 | #REF! | Truc | 4.4 CIRCUIT PROTECTION <=1000A
LV433726 | NSX630HB1 CIRCUIT BREAKER 6.3 E 630A 3P | 66198000 | 60180000 | #REF! | Truc | 4.4 CIRCUIT PROTECTION <=1000A
LV433744 | NSX630HB2 CIRCUIT BREAKER 5.3 E 630A 3P | 70154700 | 63777000 | #REF! | Truc | 4.4 CIRCUIT PROTECTION <=1000A
LV433810 | Breaker NSX100 3P 25k Micrologic 4.2 40 | 31191600 | 28356000 | #REF! | Truc | 4.4 CIRCUIT PROTECTION <=1000A
LV433818 | Breaker NSX100 4P 25k Micrologic 4.2 40 | 39922300 | 36293000 | #REF! | Truc | 4.4 CIRCUIT PROTECTION <=1000A
LV433819 | Breaker NSX100 4P 25k Micrologic 4.2 100 | 39922300 | 36293000 | #REF! | Truc | 4.4 CIRCUIT PROTECTION <=1000A
LV433824 | Breaker NSX250 4P 25k Micrologic 4.2 250 | 43201400 | 39274000 | #REF! | Truc | 4.4 CIRCUIT PROTECTION <=1000A
LV433835 | Breaker NSX100 4P 36k Micrologic 4.2 100 | 35935900 | 32669000 | #REF! | Truc | 4.4 CIRCUIT PROTECTION <=1000A
LV433836 | Breaker NSX160 4P 36k Micrologic 4.2 100 | 36831300 | 33483000 | #REF! | Truc | 4.4 CIRCUIT PROTECTION <=1000A
LV433840 | Breaker NSX250 4P 36k Micrologic 4.2 250 | 38890500 | 35355000 | #REF! | Truc | 4.4 CIRCUIT PROTECTION <=1000A
LV433842 | Breaker NSX100 3P 50k Micrologic 4.2 40 | 37381300 | 33983000 | #REF! | Truc | 4.4 CIRCUIT PROTECTION <=1000A
LV433843 | Breaker NSX100 3P 50k Micrologic 4.2 100 | 37381300 | 33983000 | #REF! | Truc | 4.4 CIRCUIT PROTECTION <=1000A
LV433853 | Breaker NSX160 4P 50k Micrologic 4.2 160 | 40929900 | 37209000 | #REF! | Truc | 4.4 CIRCUIT PROTECTION <=1000A
LV433856 | Breaker NSX250 4P 50k Micrologic 4.2 250 | 40929900 | 37209000 | #REF! | Truc | 4.4 CIRCUIT PROTECTION <=1000A
LV433859 | Breaker NSX100 3P 70k Micrologic 4.2 100 | 37381300 | 33983000 | #REF! | Truc | 4.4 CIRCUIT PROTECTION <=1000A
LV433872 | Breaker NSX250 4P 70k Micrologic 4.2 250 | 43214600 | 39286000 | #REF! | Truc | 4.4 CIRCUIT PROTECTION <=1000A
LV433932 | Micrologic 4.3 Vigi 4x400 for NSX400-630 | 44396000 | 40360000 | #REF! | Truc | 4.4 CIRCUIT PROTECTION <=1000A
LV433935 | Breaker NSX630 3P 36k Micrologic 4.3 570 | 66982300 | 60893000 | #REF! | Truc | 4.4 CIRCUIT PROTECTION <=1000A
LV433936 | Breaker NSX400 4P 36k Micrologic 4.3 400 | 81159100 | 73781000 | #REF! | Truc | 4.4 CIRCUIT PROTECTION <=1000A
LV433938 | Breaker NSX400 3P 50k Micrologic 4.3 400 | 70809200 | 64372000 | #REF! | Truc | 4.4 CIRCUIT PROTECTION <=1000A
LV433940 | Breaker NSX400 4P 50k Micrologic 4.3 400 | 81049100 | 73681000 | #REF! | Truc | 4.4 CIRCUIT PROTECTION <=1000A
LV433942 | Breaker NSX400 3P 70k Micrologic 4.3 400 | 72827700 | 66207000 | #REF! | Truc | 4.4 CIRCUIT PROTECTION <=1000A
LV433944 | Breaker NSX400 4P 70k Micrologic 4.3 400 | 83725400 | 76114000 | #REF! | Truc | 4.4 CIRCUIT PROTECTION <=1000A
LV434000 | Modbus SL communication interface module | 8846200 | 8042000 | #REF! | Truc | 4.4 CIRCUIT PROTECTION <=1000A
LV434001 | Ethernet Interface For One Circuit Break | 22447700 | 20407000 | #REF! | Truc | 4.4 CIRCUIT PROTECTION <=1000A
LV434002 | ETHERNET FOR LV BREAKERS AND GATEWAY | 22190300 | 20173000 | #REF! | Truc | 4.4 CIRCUIT PROTECTION <=1000A
LV434063 | Input/Output Interface for LV breaker | 26363700 | 23967000 | #REF! | Truc | 4.4 CIRCUIT PROTECTION <=1000A
LV434128 | Switchboard FRONT DISPLAY MODULE FDM128 | 34846900 | 31679000 | #REF! | Truc | 4.4 CIRCUIT PROTECTION <=1000A
LV434195 | BREAKER ULP CORD | 570900 | 519000 | #REF! | Truc | 4.4 CIRCUIT PROTECTION <=1000A
LV434196 | BREAKER ULP CORD | 716100 | 651000 | #REF! | Truc | 4.4 CIRCUIT PROTECTION <=1000A
LV434197 | BREAKER ULP CORD | 938300 | 853000 | #REF! | Truc | 4.4 CIRCUIT PROTECTION <=1000A
LV434200 | NSX CORD L= 0,35 M | 2376000 | 2160000 | #REF! | Truc | 4.4 CIRCUIT PROTECTION <=1000A
LV434201 | NSX CORD L= 1,3 M | 3188900 | 2899000 | #REF! | Truc | 4.4 CIRCUIT PROTECTION <=1000A
LV434202 | NSX CORD L= 3 M | 2559700 | 2327000 | #REF! | Truc | 4.4 CIRCUIT PROTECTION <=1000A
LV434204 | NSX CORD FOR U>480VAC L= 0,35 M | 17444900 | 15859000 | #REF! | Truc | 4.4 CIRCUIT PROTECTION <=1000A
LV434205 | BSCM | 6900300 | 6273000 | #REF! | Truc | 4.4 CIRCUIT PROTECTION <=1000A
LV434210 | BORNIER 24 VCC POUR MICROLOGIC 5/6 | 2591600 | 2356000 | #REF! | Truc | 4.4 CIRCUIT PROTECTION <=1000A
LV434211 | RJ45 to open connector modbus adapter | 1592800 | 1448000 | #REF! | Truc | 4.4 CIRCUIT PROTECTION <=1000A
LV434212 | ZSI ACCESSORY FOR NS630B-NW WITH NSX | 3151500 | 2865000 | #REF! | Truc | 4.4 CIRCUIT PROTECTION <=1000A
LV438003 | NSX100F DC 3P 36KA | 6993800 | 6358000 | #REF! | Truc | 4.4 CIRCUIT PROTECTION <=1000A
LV438008 | NSX100F DC 4P 36KA (FRAME W/O TRIP UNIT | 8982600 | 8166000 | #REF! | Truc | 4.4 CIRCUIT PROTECTION <=1000A
LV438018 | NSX100S DC 3P 100KA (BLOC SANS DECL) | 6993800 | 6358000 | #REF! | Truc | 4.4 CIRCUIT PROTECTION <=1000A
LV438028 | TM100DC 3P 3D DC TRIP UNIT | 2208800 | 2008000 | #REF! | Truc | 4.4 CIRCUIT PROTECTION <=1000A
LV438029 | TM80DC 3P 3T DC TRIP UNIT | 2208800 | 2008000 | #REF! | Truc | 4.4 CIRCUIT PROTECTION <=1000A
LV438081 | CIRCUIT BREAKER COMPACT NSX80 TM DC PV 4 | 11106700 | 10097000 | #REF! | Truc | 4.4 CIRCUIT PROTECTION <=1000A
LV438103 | NSX160F DC 3P 36KA (BLOC SANS DECL. | 6241400 | 5674000 | #REF! | Truc | 4.4 CIRCUIT PROTECTION <=1000A
LV438126 | CIRCUIT BREAKER COMPACT NSX125 TM DC PV | 11106700 | 10097000 | #REF! | Truc | 4.4 CIRCUIT PROTECTION <=1000A
LV438245 | TM250DC 3P 3D DC TRIP UNIT | 2011900 | 1829000 | #REF! | Truc | 4.4 CIRCUIT PROTECTION <=1000A
LV438135 | TM160DC 3P 3D DC TRIP UNIT | 1163800 | 1058000 | #REF! | Truc | 4.4 CIRCUIT PROTECTION <=1000A
LV438136 | TM125DC 3P 3D DC TRIP UNIT | 1163800 | 1058000 | #REF! | Truc | 4.4 CIRCUIT PROTECTION <=1000A
LV438152 | COMPACT NSX630 NA DC 4P | 32833900 | 29849000 | #REF! | Truc | 4.4 CIRCUIT PROTECTION <=1000A
LV438153 | Compact NSX400 NA DC 3P | 25550800 | 23228000 | #REF! | Truc | 4.4 CIRCUIT PROTECTION <=1000A
LV438160 | SWITCH COMPACT NSX160 NA DC PV 4P | 10662300 | 9693000 | #REF! | Truc | 4.4 CIRCUIT PROTECTION <=1000A
LV438201 | CIRCUIT BREAKER COMPACT NSX200 TM DC PV | 13897400 | 12634000 | #REF! | Truc | 4.4 CIRCUIT PROTECTION <=1000A
LV438203 | NSX250F DC 3P 36KA (BLOC SANS DECL. | 7602100 | 6911000 | #REF! | Truc | 4.4 CIRCUIT PROTECTION <=1000A
LV438250 | SWITCH COMPACT NSX200 NA DC PV 4P | 10607300 | 9643000 | #REF! | Truc | 4.4 CIRCUIT PROTECTION <=1000A
LV438256 | TM200DC 4P 4D DC TRIP UNIT | 2316600 | 2106000 | #REF! | Truc | 4.4 CIRCUIT PROTECTION <=1000A
LV438260 | COMPACT NSX250F TM DC 4P CIRCUIT BREAKER | 33751300 | 30683000 | #REF! | Truc | 4.4 CIRCUIT PROTECTION <=1000A
LV438261 | COMPACT NSX320F TM DC 4P CIRCUIT BREAKER | 33751300 | 30683000 | #REF! | Truc | 4.4 CIRCUIT PROTECTION <=1000A
LV438262 | COMPACT NSX400F TM DC 4P CIRCUIT BREAKER | 36864300 | 33513000 | #REF! | Truc | 4.4 CIRCUIT PROTECTION <=1000A
LV438264 | COMPACT NSX600F TM DC 4P CIRCUIT BREAKER | 37079900 | 33709000 | #REF! | Truc | 4.4 CIRCUIT PROTECTION <=1000A
LV438266 | COMPACT NSX320F TM DC 3P CIRCUIT BREAKER | 27535200 | 25032000 | #REF! | Truc | 4.4 CIRCUIT PROTECTION <=1000A
LV438267 | COMPACT NSX400F TM DC 3P CIRCUIT BREAKER | 32523700 | 29567000 | #REF! | Truc | 4.4 CIRCUIT PROTECTION <=1000A
LV438268 | COMPACT NSX500F TM DC 3P CIRCUIT BREAKER | 35647700 | 32407000 | #REF! | Truc | 4.4 CIRCUIT PROTECTION <=1000A
LV438269 | COMPACT NSX600F TM DC 3P CIRCUIT BREAKER | 35675200 | 32432000 | #REF! | Truc | 4.4 CIRCUIT PROTECTION <=1000A
LV438270 | COMPACT NSX250S TM DC 4P CIRCUIT BREAKER | 45029600 | 40936000 | #REF! | Truc | 4.4 CIRCUIT PROTECTION <=1000A
LV438271 | COMPACT NSX320S TM DC 4P CIRCUIT BREAKER | 39790300 | 36173000 | #REF! | Truc | 4.4 CIRCUIT PROTECTION <=1000A
LV438272 | COMPACT NSX400S TM DC 4P CIRCUIT BREAKER | 40092800 | 36448000 | #REF! | Truc | 4.4 CIRCUIT PROTECTION <=1000A
LV438273 | COMPACT NSX500S TM DC 4P CIRCUIT BREAKER | 41649300 | 37863000 | #REF! | Truc | 4.4 CIRCUIT PROTECTION <=1000A
LV438274 | COMPACT NSX600S TM DC 4P CIRCUIT BREAKER | 41695500 | 37905000 | #REF! | Truc | 4.4 CIRCUIT PROTECTION <=1000A
LV438275 | COMPACT NSX250S TM DC 3P CIRCUIT BREAKER | 36669600 | 33336000 | #REF! | Truc | 4.4 CIRCUIT PROTECTION <=1000A
LV438276 | COMPACT NSX320S TM DC 3P CIRCUIT BREAKER | 32258600 | 29326000 | #REF! | Truc | 4.4 CIRCUIT PROTECTION <=1000A
LV438277 | COMPACT NSX400S TM DC 3P CIRCUIT BREAKER | 32480800 | 29528000 | #REF! | Truc | 4.4 CIRCUIT PROTECTION <=1000A
LV438278 | COMPACT NSX500S TM DC 3P CIRCUIT BREAKER | 34031800 | 30938000 | #REF! | Truc | 4.4 CIRCUIT PROTECTION <=1000A
LV438279 | COMPACT NSX600S TM DC 3P CIRCUIT BREAKER | 33724900 | 30659000 | #REF! | Truc | 4.4 CIRCUIT PROTECTION <=1000A
LV438293 | TERMINAL SHIELD DC 4P 2 SERIAL LINKS | 3879700 | 3527000 | #REF! | Truc | 4.4 CIRCUIT PROTECTION <=1000A
LV438320 | 1P SHORT TERMINAL SHIELDS (NSX100-250) | 173800 | 158000 | #REF! | Truc | 4.4 CIRCUIT PROTECTION <=1000A
LV438326 | 4P TERMINAL SHIELDS FOR SERIES CONNECTIO | 2334200 | 2122000 | #REF! | Truc | 4.4 CIRCUIT PROTECTION <=1000A
LV438327 | 4P TERMINAL SHIELDS FOR PARALLEL CONNECT | 1369500 | 1245000 | #REF! | Truc | 4.4 CIRCUIT PROTECTION <=1000A
LV438328 | PARALLEL OR SERIES CONNECTION OF 2 POLES | 1124200 | 1022000 | #REF! | Truc | 4.4 CIRCUIT PROTECTION <=1000A
LV438338 | PARALLEL OR SERIES CONNECTION OF 2 POLES | 3801600 | 3456000 | #REF! | Truc | 4.4 CIRCUIT PROTECTION <=1000A
LV438361 | COMPACT NSX630 TM DC 2P CIRCUIT BREAKER | 61039000 | 55490000 | #REF! | Truc | 4.4 CIRCUIT PROTECTION <=1000A
LV438362 | COMPACT NSX800 TM DC 2P CIRCUIT BREAKER | 62309500 | 56645000 | #REF! | Truc | 4.4 CIRCUIT PROTECTION <=1000A
LV438363 | COMPACT NSX1000 TM DC 2P CIRCUIT BREAKER | 62295200 | 56632000 | #REF! | Truc | 4.4 CIRCUIT PROTECTION <=1000A
LV438445 | CAMPACT NSX400 NA DC PV 1500V | 38867400 | 35334000 | #REF! | Truc | 4.4 CIRCUIT PROTECTION <=1000A
LV438451 | COMPACT NSX250 TMDC PV 4P CIRCUIT BREAKE | 36916000 | 33560000 | #REF! | Truc | 4.4 CIRCUIT PROTECTION <=1000A
LV438545 | Compact NSX630 TM DC 2P w/o connector | 60049000 | 54590000 | #REF! | Truc | 4.4 CIRCUIT PROTECTION <=1000A
LV438546 | Compact NSX800 TM DC 2P w/o connector | 60281100 | 54801000 | #REF! | Truc | 4.4 CIRCUIT PROTECTION <=1000A
LV438547 | Compact NSX1000 TM DC 2P w/o connector | 63122400 | 57384000 | #REF! | Truc | 4.4 CIRCUIT PROTECTION <=1000A
LV438548 | NSX1200N TM1200DC 2P 50KA | 63122400 | 57384000 | #REF! | Truc | 4.4 CIRCUIT PROTECTION <=1000A
LV438549 | Compact NSX630 TM DC 2P & connector | 71828900 | 65299000 | #REF! | Truc | 4.4 CIRCUIT PROTECTION <=1000A
LV438550 | Compact NSX800 TM DC 2P & connector | 72061000 | 65510000 | #REF! | Truc | 4.4 CIRCUIT PROTECTION <=1000A
LV438551 | Compact NSX1000 TM DC 2P & connector | 80419900 | 73109000 | #REF! | Truc | 4.4 CIRCUIT PROTECTION <=1000A
LV438562 | NSX100F 16A 1P 36KA AC/DC | 3144900 | 2859000 | #REF! | Truc | 4.4 CIRCUIT PROTECTION <=1000A
LV438563 | BREAKER NSX100F 20A 1P 36KA AC/DC | 3144900 | 2859000 | #REF! | Truc | 4.4 CIRCUIT PROTECTION <=1000A
LV438564 | BREAKER NSX100F 25A 1P 36KA AC/DC | 3144900 | 2859000 | #REF! | Truc | 4.4 CIRCUIT PROTECTION <=1000A
LV438565 | NSX100F 30A 1P 36KA AC/DC | 3144900 | 2859000 | #REF! | Truc | 4.4 CIRCUIT PROTECTION <=1000A
LV438566 | NSX100F 40A 1P 36KA AC/DC | 3144900 | 2859000 | #REF! | Truc | 4.4 CIRCUIT PROTECTION <=1000A
LV438567 | NSX100F 50A 1P 36KA AC/DC | 3144900 | 2859000 | #REF! | Truc | 4.4 CIRCUIT PROTECTION <=1000A
LV438568 | DISJONCTEUR NSX100F 63A 1P 36KA AC/DC | 3144900 | 2859000 | #REF! | Truc | 4.4 CIRCUIT PROTECTION <=1000A
LV438569 | NSX100F 80A 1P 36KA AC/DC | 3144900 | 2859000 | #REF! | Truc | 4.4 CIRCUIT PROTECTION <=1000A
LV438570 | NSX100F 100A 1P 36KA AC/DC | 3144900 | 2859000 | #REF! | Truc | 4.4 CIRCUIT PROTECTION <=1000A
LV438572 | NSX100N 16A 1P 50KA DC | 3520000 | 3200000 | #REF! | Truc | 4.4 CIRCUIT PROTECTION <=1000A
LV438573 | NSX100N 20A 1P 50KA DC | 3520000 | 3200000 | #REF! | Truc | 4.4 CIRCUIT PROTECTION <=1000A
LV438574 | NSX100N 25A 1P 50KA DC | 3520000 | 3200000 | #REF! | Truc | 4.4 CIRCUIT PROTECTION <=1000A
LV438575 | NSX100N 30A 1P 50KA DC | 3520000 | 3200000 | #REF! | Truc | 4.4 CIRCUIT PROTECTION <=1000A
LV438576 | NSX100N 40A 1P 50KA DC | 3520000 | 3200000 | #REF! | Truc | 4.4 CIRCUIT PROTECTION <=1000A
LV438577 | NSX100N 50A 1P 50KA DC | 3520000 | 3200000 | #REF! | Truc | 4.4 CIRCUIT PROTECTION <=1000A
LV438578 | NSX100N 63A 1P 50KA DC | 3520000 | 3200000 | #REF! | Truc | 4.4 CIRCUIT PROTECTION <=1000A
LV438579 | NSX100N 80A 1P 50KA DC | 3520000 | 3200000 | #REF! | Truc | 4.4 CIRCUIT PROTECTION <=1000A
LV438580 | NSX100N 100A 1P 50KA DC | 3520000 | 3200000 | #REF! | Truc | 4.4 CIRCUIT PROTECTION <=1000A
LV438582 | NSX100M 16A 1P 85KA DC | 3758700 | 3417000 | #REF! | Truc | 4.4 CIRCUIT PROTECTION <=1000A
LV438583 | NSX100M 20A 1P 85KA DC | 3758700 | 3417000 | #REF! | Truc | 4.4 CIRCUIT PROTECTION <=1000A
LV438584 | NSX100M 25A 1P 85KA DC | 3758700 | 3417000 | #REF! | Truc | 4.4 CIRCUIT PROTECTION <=1000A
LV438585 | NSX100M 30A 1P 85KA DC | 3758700 | 3417000 | #REF! | Truc | 4.4 CIRCUIT PROTECTION <=1000A
LV438586 | NSX100M 40A 1P 85KA DC | 3758700 | 3417000 | #REF! | Truc | 4.4 CIRCUIT PROTECTION <=1000A
LV438587 | NSX100M 50A 1P 85KA DC | 3758700 | 3417000 | #REF! | Truc | 4.4 CIRCUIT PROTECTION <=1000A
LV438588 | NSX100M 63A 1P 85KA DC | 3758700 | 3417000 | #REF! | Truc | 4.4 CIRCUIT PROTECTION <=1000A
LV438590 | NSX100M 100A 1P 85KA DC | 3758700 | 3417000 | #REF! | Truc | 4.4 CIRCUIT PROTECTION <=1000A
LV438594 | NSX100F 25A 2P 36KA DC | 3983100 | 3621000 | #REF! | Truc | 4.4 CIRCUIT PROTECTION <=1000A
LV438595 | NSX100F 30A 2P 36KA DC | 3983100 | 3621000 | #REF! | Truc | 4.4 CIRCUIT PROTECTION <=1000A
LV438596 | NSX100F 40A 2P 36KA DC | 3983100 | 3621000 | #REF! | Truc | 4.4 CIRCUIT PROTECTION <=1000A
LV438598 | NSX100F 63A 2P 36KA DC | 3983100 | 3621000 | #REF! | Truc | 4.4 CIRCUIT PROTECTION <=1000A
LV438599 | NSX100F 80A 2P 36KA DC | 3983100 | 3621000 | #REF! | Truc | 4.4 CIRCUIT PROTECTION <=1000A
LV438600 | NSX100F 100A 2P 36KA DC | 3983100 | 3621000 | #REF! | Truc | 4.4 CIRCUIT PROTECTION <=1000A
LV438602 | NSX100M 16A 2P 85KA DC | 4222900 | 3839000 | #REF! | Truc | 4.4 CIRCUIT PROTECTION <=1000A
LV438603 | NSX100M 20A 2P 85KA DC | 4222900 | 3839000 | #REF! | Truc | 4.4 CIRCUIT PROTECTION <=1000A
LV438604 | NSX100M 25A 2P 85KA AC/DC | 4222900 | 3839000 | #REF! | Truc | 4.4 CIRCUIT PROTECTION <=1000A
LV438605 | NSX100M 30A 2P 85KA DC | 4222900 | 3839000 | #REF! | Truc | 4.4 CIRCUIT PROTECTION <=1000A
LV438606 | NSX100M 40A 2P 85KA DC | 4222900 | 3839000 | #REF! | Truc | 4.4 CIRCUIT PROTECTION <=1000A
LV438607 | NSX100M 50A 2P 85KA DC | 4222900 | 3839000 | #REF! | Truc | 4.4 CIRCUIT PROTECTION <=1000A
LV438608 | NSX100M 63A 2P 85KA DC | 4222900 | 3839000 | #REF! | Truc | 4.4 CIRCUIT PROTECTION <=1000A
LV438609 | NSX100M 80A 2P 85KA DC | 4222900 | 3839000 | #REF! | Truc | 4.4 CIRCUIT PROTECTION <=1000A
LV438610 | NSX100M 100A 2P 85KA DC | 4222900 | 3839000 | #REF! | Truc | 4.4 CIRCUIT PROTECTION <=1000A
LV438612 | NSX100S 16A 2P 100KA AC/DC | 4475900 | 4069000 | #REF! | Truc | 4.4 CIRCUIT PROTECTION <=1000A
LV438613 | NSX100S 20A 2P 100KA AC/DC | 4431900 | 4029000 | #REF! | Truc | 4.4 CIRCUIT PROTECTION <=1000A
LV438615 | NSX100S 30A 2P 100KA AC/DC | 4475900 | 4069000 | #REF! | Truc | 4.4 CIRCUIT PROTECTION <=1000A
LV438616 | NSX100S 40A 2P 100KA AC/DC | 4475900 | 4069000 | #REF! | Truc | 4.4 CIRCUIT PROTECTION <=1000A
LV438617 | NSX100S 50A 2P 100KA AC/DC | 4475900 | 4069000 | #REF! | Truc | 4.4 CIRCUIT PROTECTION <=1000A
LV438618 | NSX100S 63A 2P 100KA AC/DC | 4913700 | 4467000 | #REF! | Truc | 4.4 CIRCUIT PROTECTION <=1000A
LV438620 | BREAKER NSX100S 100A 2P 100KA AC/DC | 5311900 | 4829000 | #REF! | Truc | 4.4 CIRCUIT PROTECTION <=1000A
LV438679 | BREAKER NSX160N 125A 1P 50KA AC/DC | 3484800 | 3168000 | #REF! | Truc | 4.4 CIRCUIT PROTECTION <=1000A
LV438699 | NSX160F 125A 2P 36KA DC | 5460400 | 4964000 | #REF! | Truc | 4.4 CIRCUIT PROTECTION <=1000A
LV438700 | NSX160F 160A 2P 36KA DC | 5460400 | 4964000 | #REF! | Truc | 4.4 CIRCUIT PROTECTION <=1000A
LV438709 | NSX160N 125A 2P 85KA DC | 5746400 | 5224000 | #REF! | Truc | 4.4 CIRCUIT PROTECTION <=1000A
LV438710 | BREAKER NSX160M 160A 2P 85KA AC/DC | 5746400 | 5224000 | #REF! | Truc | 4.4 CIRCUIT PROTECTION <=1000A
LV438720 | BREAKER NSX160S 160A 2P 100KA AC/DC | 5959800 | 5418000 | #REF! | Truc | 4.4 CIRCUIT PROTECTION <=1000A
LV438966 | KIT HEATSINK NSX630B/1600 DC PV | 11976800 | 10888000 | #REF! | Truc | 4.4 CIRCUIT PROTECTION <=1000A
LV438972 | Molded case switch disconnector Compact NSX1250 NA DC PV 1250 A 4P | 171938800 | 156308000 | #REF! | Truc | 4.4 CIRCUIT PROTECTION <=1000A
LV453427 | NSX1250 NA DC PV | 118900100 | 108091000 | #REF! | Truc | 4.4 CIRCUIT PROTECTION <=1000A
LV454444 | 24VDC POWER SUPPLY AD MODULE 200/240 VAC | 9115700 | 8287000 | #REF! | Truc | 4.4 CIRCUIT PROTECTION <=1000A
LV480444 | 1 TERMINAL SHIELD 160A SHORT | 436700 | 397000 | #REF! | Truc | 4.4 CIRCUIT PROTECTION <=1000A
LV480509 | INFD630/DIN (3) 3P | 85776900 | 77979000 | #REF! | Truc | 4.4 CIRCUIT PROTECTION <=1000A
LV480515 | INFB200/BS (B1/B2/B3) 3P | 20104700 | 18277000 | #REF! | Truc | 4.4 CIRCUIT PROTECTION <=1000A
LV480519 | INFB400/BS (B1/B2/B3/B4) 3P | 45619200 | 41472000 | #REF! | Truc | 4.4 CIRCUIT PROTECTION <=1000A
LV480550 | 1 TRANSPARENT TERMINAL SHIELD 200A SHORT | 436700 | 397000 | #REF! | Truc | 4.4 CIRCUIT PROTECTION <=1000A
LV480557 | 1 TRANSPARENT TERMINAL SHIELD 800A LONG | 922900 | 839000 | #REF! | Truc | 4.4 CIRCUIT PROTECTION <=1000A
LV480800 | ISFT100 FUSE-SWITCH FIXED 1,5 TO 50MM | 2245100 | 2041000 | #REF! | Truc | 4.4 CIRCUIT PROTECTION <=1000A
LV480801 | ISTF160 FUSE-SWITCH FIXED M8 TERMINALS | 2905100 | 2641000 | #REF! | Truc | 4.4 CIRCUIT PROTECTION <=1000A
LV480804 | ISFT250 FUSE-SWITCH FIXED M10 TERMINALS | 6695700 | 6087000 | #REF! | Truc | 4.4 CIRCUIT PROTECTION <=1000A
LV480806 | ISFT400 FUSE-SWITCH FIXED M10 TERMINALS | 9182800 | 8348000 | #REF! | Truc | 4.4 CIRCUIT PROTECTION <=1000A
LV480900 | ISFL160A 185MM BUSBAR WITH ELEVATED BRAC | 11762300 | 10693000 | #REF! | Truc | 4.4 CIRCUIT PROTECTION <=1000A
LV481000 | RESIDUAL-CURRENT PROTECTION RELAY RHUS 1 | 22544500 | 20495000 | #REF! | Truc | 4.4 CIRCUIT PROTECTION <=1000A
LV481001 | RESIDUAL-CURRENT PROTECTION RELAY RHUS 2 | 22544500 | 20495000 | #REF! | Truc | 4.4 CIRCUIT PROTECTION <=1000A
LV481002 | RESIDUAL-CURRENT PROTECTION RELAY RHU 11 | 25643200 | 23312000 | #REF! | Truc | 4.4 CIRCUIT PROTECTION <=1000A
LV481003 | RESIDUAL-CURRENT PROTECTION RELAY RHU 22 | 25899500 | 23545000 | #REF! | Truc | 4.4 CIRCUIT PROTECTION <=1000A
LV481004 | MONITORING RELAY RMH 220V TO 240 V | 28175400 | 25614000 | #REF! | Truc | 4.4 CIRCUIT PROTECTION <=1000A
LV510322 | CVS100B TM32D 4P4D | 5748600 | 5226000 | #REF! | Truc | 2.2 MCCB EASYPACT UP TO 250A AND ACCESSORIES
LV510324 | CVS100B TM50D 4P4D | 5748600 | 5226000 | #REF! | Truc | 2.2 MCCB EASYPACT UP TO 250A AND ACCESSORIES
LV510325 | CVS100B TM63D 4P4D | 5748600 | 5226000 | #REF! | Truc | 2.2 MCCB EASYPACT UP TO 250A AND ACCESSORIES
LV510326 | CVS100B TM80D 4P4D | 6079700 | 5527000 | #REF! | Truc | 2.2 MCCB EASYPACT UP TO 250A AND ACCESSORIES
LV510327 | CVS100B TM100D 4P4D | 6305200 | 5732000 | #REF! | Truc | 2.2 MCCB EASYPACT UP TO 250A AND ACCESSORIES
LV510430 | CVS100B MA2,5 3P3D | 5253600 | 4776000 | #REF! | Truc | 2.2 MCCB EASYPACT UP TO 250A AND ACCESSORIES
LV510431 | CVS100B MA6,3 3P3D | 5253600 | 4776000 | #REF! | Truc | 2.2 MCCB EASYPACT UP TO 250A AND ACCESSORIES
LV510432 | CVS100B MA12,5 3P3D | 5253600 | 4776000 | #REF! | Truc | 2.2 MCCB EASYPACT UP TO 250A AND ACCESSORIES
LV510433 | CVS100B MA25 3P3D | 3780700 | 3437000 | #REF! | Truc | 2.2 MCCB EASYPACT UP TO 250A AND ACCESSORIES
LV510434 | CVS100B MA50 3P3D | 3856600 | 3506000 | #REF! | Truc | 2.2 MCCB EASYPACT UP TO 250A AND ACCESSORIES
LV510435 | CVS100B MA100 3P3D CIRCUIT BREAKER | 4502300 | 4093000 | #REF! | Truc | 2.2 MCCB EASYPACT UP TO 250A AND ACCESSORIES
LV510440 | CVS100F MA2,5 3P3D | 5529700 | 5027000 | #REF! | Truc | 2.2 MCCB EASYPACT UP TO 250A AND ACCESSORIES
LV510441 | CVS100F MA6,3 3P3D | 5529700 | 5027000 | #REF! | Truc | 2.2 MCCB EASYPACT UP TO 250A AND ACCESSORIES
LV510442 | CVS100F MA12,5 3P3D | 5529700 | 5027000 | #REF! | Truc | 2.2 MCCB EASYPACT UP TO 250A AND ACCESSORIES
LV510443 | CVS100F MA25 3P3D | 3978700 | 3617000 | #REF! | Truc | 2.2 MCCB EASYPACT UP TO 250A AND ACCESSORIES
LV510444 | CVS100F MA50 3P3D | 4060100 | 3691000 | #REF! | Truc | 2.2 MCCB EASYPACT UP TO 250A AND ACCESSORIES
LV510445 | CVS100F MA100 3P3D CIRCUIT BREAKER | 4739900 | 4309000 | #REF! | Truc | 2.2 MCCB EASYPACT UP TO 250A AND ACCESSORIES
LV510454 | CVS100N MA50 3P3D DISJONCTEUR | 3999600 | 3636000 | #REF! | Truc | 2.2 MCCB EASYPACT UP TO 250A AND ACCESSORIES
LV510455 | CVS100N MA100 3P3D DISJONCTEUR | 4522100 | 4111000 | #REF! | Truc | 2.2 MCCB EASYPACT UP TO 250A AND ACCESSORIES
LV516301 | CVS160B TM100D 3P3D | 3699300 | 3363000 | #REF! | Truc | 2.2 MCCB EASYPACT UP TO 250A AND ACCESSORIES
LV516311 | CVS160B TM100D 4P3D | 6331600 | 5756000 | #REF! | Truc | 2.2 MCCB EASYPACT UP TO 250A AND ACCESSORIES
LV516322 | CVS160B TM125D 4P4D | 7161000 | 6510000 | #REF! | Truc | 2.2 MCCB EASYPACT UP TO 250A AND ACCESSORIES
LV516323 | CVS160B TM160D 4P4D | 7608700 | 6917000 | #REF! | Truc | 2.2 MCCB EASYPACT UP TO 250A AND ACCESSORIES
LV516331 | CVS160F TM100D 3P3D | 4006200 | 3642000 | #REF! | Truc | 2.2 MCCB EASYPACT UP TO 250A AND ACCESSORIES
LV516341 | CVS160F TM100D 4P3D | 5852000 | 5320000 | #REF! | Truc | 2.2 MCCB EASYPACT UP TO 250A AND ACCESSORIES
LV516362 | CVS160B VIGI MH TM125D 3P3D | 17235900 | 15669000 | #REF! | Truc | 2.2 MCCB EASYPACT UP TO 250A AND ACCESSORIES
LV516430 | CVS160B MA100 3P3D | 4975300 | 4523000 | #REF! | Truc | 2.2 MCCB EASYPACT UP TO 250A AND ACCESSORIES
LV516431 | CVS160B MA150 3P3D | 4975300 | 4523000 | #REF! | Truc | 2.2 MCCB EASYPACT UP TO 250A AND ACCESSORIES
LV516439 | CVS160F MA100 3P3D | 5236000 | 4760000 | #REF! | Truc | 2.2 MCCB EASYPACT UP TO 250A AND ACCESSORIES
LV516440 | CVS160F MA150 3P3D | 5236000 | 4760000 | #REF! | Truc | 2.2 MCCB EASYPACT UP TO 250A AND ACCESSORIES
LV516461 | CVS160N TM100D 3P3D circuit breaker | 4272400 | 3884000 | #REF! | Truc | 2.2 MCCB EASYPACT UP TO 250A AND ACCESSORIES
LV516462 | CVS160N TM125D 3P3D circuit breaker | 4272400 | 3884000 | #REF! | Truc | 2.2 MCCB EASYPACT UP TO 250A AND ACCESSORIES
LV516463 | CVS160N TM160D 3P3D circuit breaker | 5398800 | 4908000 | #REF! | Truc | 2.2 MCCB EASYPACT UP TO 250A AND ACCESSORIES
LV516466 | CVS160N TM100D 4P3D circuit breaker | 6241400 | 5674000 | #REF! | Truc | 2.2 MCCB EASYPACT UP TO 250A AND ACCESSORIES
LV516467 | CVS160N TM125D 4P3D circuit breaker | 6241400 | 5674000 | #REF! | Truc | 2.2 MCCB EASYPACT UP TO 250A AND ACCESSORIES
LV516468 | CVS160N TM160D 4P3D circuit breaker | 7341400 | 6674000 | #REF! | Truc | 2.2 MCCB EASYPACT UP TO 250A AND ACCESSORIES
LV525301 | CVS250B TM160D 3P3D | 5410900 | 4919000 | #REF! | Truc | 2.2 MCCB EASYPACT UP TO 250A AND ACCESSORIES
LV525311 | CVS250B TM160D 4P3D | 7598800 | 6908000 | #REF! | Truc | 2.2 MCCB EASYPACT UP TO 250A AND ACCESSORIES
LV525323 | CVS250B TM250D 4P4D | 9538100 | 8671000 | #REF! | Truc | 2.2 MCCB EASYPACT UP TO 250A AND ACCESSORIES
LV525331 | CVS250F TM160D 3P3D | 6202900 | 5639000 | #REF! | Truc | 2.2 MCCB EASYPACT UP TO 250A AND ACCESSORIES
LV525435 | CVS250B MA150 3P3D | 5399900 | 4909000 | #REF! | Truc | 2.2 MCCB EASYPACT UP TO 250A AND ACCESSORIES
LV525436 | CVS250B MA220 3P3D | 5399900 | 4909000 | #REF! | Truc | 2.2 MCCB EASYPACT UP TO 250A AND ACCESSORIES
LV525438 | CVS250F MA150 3P3D | 5681500 | 5165000 | #REF! | Truc | 2.2 MCCB EASYPACT UP TO 250A AND ACCESSORIES
LV525439 | CVS250F MA220 3P3D | 5681500 | 5165000 | #REF! | Truc | 2.2 MCCB EASYPACT UP TO 250A AND ACCESSORIES
LV525452 | CVS250N TM200D 3P3D circuit breaker | 6616500 | 6015000 | #REF! | Truc | 2.2 MCCB EASYPACT UP TO 250A AND ACCESSORIES
LV525453 | CVS250N TM250D 3P3D circuit breaker | 7392000 | 6720000 | #REF! | Truc | 2.2 MCCB EASYPACT UP TO 250A AND ACCESSORIES
LV525457 | CVS250N TM200D 4P3D circuit breaker | 9212500 | 8375000 | #REF! | Truc | 2.2 MCCB EASYPACT UP TO 250A AND ACCESSORIES
LV525458 | CVS250N TM250D 4P3D circuit breaker | 10437900 | 9489000 | #REF! | Truc | 2.2 MCCB EASYPACT UP TO 250A AND ACCESSORIES
LV540312 | CVS400F TM400D 4P4D | 18893600 | 17176000 | #REF! | Truc | 4.5 MCCB EASYPACT > 250A, EZCV AND ACCESSORIES
LV540322 | CVS400N TM400D 4P4D | 19846200 | 18042000 | #REF! | Truc | 4.5 MCCB EASYPACT > 250A, EZCV AND ACCESSORIES
LV540336 | CVS400F VIGI MB TM400D 3P3D | 34760000 | 31600000 | #REF! | Truc | 4.5 MCCB EASYPACT > 250A, EZCV AND ACCESSORIES
LV540342 | CVS400F VIGI MB TM400D 4P4D | 40817700 | 37107000 | #REF! | Truc | 4.5 MCCB EASYPACT > 250A, EZCV AND ACCESSORIES
LV540550 | CVS400F MA320 3P3D | 10986800 | 9988000 | #REF! | Truc | 4.5 MCCB EASYPACT > 250A, EZCV AND ACCESSORIES
LV540552 | CVS400N MA320 3P3D | 12359600 | 11236000 | #REF! | Truc | 4.5 MCCB EASYPACT > 250A, EZCV AND ACCESSORIES
LV563321 | CVS630N TM500D 4P4D | 22557700 | 20507000 | #REF! | Truc | 4.5 MCCB EASYPACT > 250A, EZCV AND ACCESSORIES
LV563346 | CVS630N VIGI MB TM600D 3P3D | 41241200 | 37492000 | #REF! | Truc | 4.5 MCCB EASYPACT > 250A, EZCV AND ACCESSORIES
LV563550 | CVS630F MA500 3P3D circuit breaker | 16025900 | 14569000 | #REF! | Truc | 4.5 MCCB EASYPACT > 250A, EZCV AND ACCESSORIES
LV563552 | CVS630N MA500 3P3D | 18091700 | 16447000 | #REF! | Truc | 4.5 MCCB EASYPACT > 250A, EZCV AND ACCESSORIES
LV833091 | SENSOR PLUG 630A NSX MTZ1 MTZ2 N__5 | 1256200 | 1142000 | #REF! | Truc | 4.2 CIRCUIT PROTECTION >1000A
LV833092 | SENSOR PLUG 800A NSX MTZ1 MTZ2 N__6 | 1256200 | 1142000 | #REF! | Truc | 4.2 CIRCUIT PROTECTION >1000A
LV833093 | SENSOR PLUG 1000A NSX MTZ1 MTZ2 N__7 | 1256200 | 1142000 | #REF! | Truc | 4.2 CIRCUIT PROTECTION >1000A
LV833094 | SENSOR PLUG 1250A NSX MTZ1 MTZ2 N__9 | 1256200 | 1142000 | #REF! | Truc | 4.2 CIRCUIT PROTECTION >1000A
LV833095 | SENSOR PLUG 1600A NSX MTZ1 MTZ2 N__10 | 1256200 | 1142000 | #REF! | Truc | 4.2 CIRCUIT PROTECTION >1000A
LV833118 | INTERNAL COM WIRING FOR XF AND MX | 1312300 | 1193000 | #REF! | Truc | 4.2 CIRCUIT PROTECTION >1000A
LV833190SP | IDENTIFIED RONIS LOCK EL24135 WITH 2 KEY | 3529900 | 3209000 | #REF! | Truc | 4.2 CIRCUIT PROTECTION >1000A
LV833191SP | IDENTIFIED RONIS LOCK EL24153 WITH 2 KEY | 3529900 | 3209000 | #REF! | Truc | 4.2 CIRCUIT PROTECTION >1000A
LV833200SP | CABLE-TYPE INTERLOCK. PLATE - FIXED MTZ1 | 6499900 | 5909000 | #REF! | Truc | 4.2 CIRCUIT PROTECTION >1000A
LV833201SP | CABLE-TYPE INTERLOCK. PLATE FOR D/O MTZ1 | 6499900 | 5909000 | #REF! | Truc | 4.2 CIRCUIT PROTECTION >1000A
LV833209SP | 2 Cables interlocking for MTZ1/MTZ2/MTZ3 | 4123900 | 3749000 | #REF! | Truc | 4.2 CIRCUIT PROTECTION >1000A
LV833210SP | 2 rods for interlocking - spare part | 3108600 | 2826000 | #REF! | Truc | 4.2 CIRCUIT PROTECTION >1000A
LV833573SP | RECTANG. SENSOR EARTH LEAKAGE 280X115 MM | 84753900 | 77049000 | #REF! | Truc | 4.2 CIRCUIT PROTECTION >1000A
LV833574SP | RECTANG. SENSOR EARTH LEAKAGE 470X160 MM | 113912700 | 103557000 | #REF! | Truc | 4.2 CIRCUIT PROTECTION >1000A
LV833576SP | CT neutral/ground fault 400/1600A MTZ1 | 18945300 | 17223000 | #REF! | Truc | 4.2 CIRCUIT PROTECTION >1000A
LV833579SP | Ext.sensor (SGR) for MTZ2/3 | 11754600 | 10686000 | #REF! | Truc | 4.2 CIRCUIT PROTECTION >1000A
LV833593SP | spare battery - for Micrologic | 3862100 | 3511000 | #REF! | Truc | 4.2 CIRCUIT PROTECTION >1000A
LV833604 | Rear top vert.connection MTZ1 3P fixed | 3701500 | 3365000 | #REF! | Truc | 4.2 CIRCUIT PROTECTION >1000A
LV833605 | Rear bott.vert.connect.MTZ1 3P fixed | 3701500 | 3365000 | #REF! | Truc | 4.2 CIRCUIT PROTECTION >1000A
LV833606 | Rear top horiz.connection MTZ1 3P fixed | 3701500 | 3365000 | #REF! | Truc | 4.2 CIRCUIT PROTECTION >1000A
LV833607 | Rear bott.horiz.connect.MTZ1 3P fixed | 3701500 | 3365000 | #REF! | Truc | 4.2 CIRCUIT PROTECTION >1000A
LV833614 | Rear top vert.connection MTZ1 4P fixed | 4855400 | 4414000 | #REF! | Truc | 4.2 CIRCUIT PROTECTION >1000A
LV833615 | Rear bott.vert.connect. MTZ1 4P fixed | 4855400 | 4414000 | #REF! | Truc | 4.2 CIRCUIT PROTECTION >1000A
LV833616 | Rear top horiz.connection MTZ1 4P fixed | 4855400 | 4414000 | #REF! | Truc | 4.2 CIRCUIT PROTECTION >1000A
LV833617 | Rear bott.horiz.connect.MTZ1 4P fixed | 4855400 | 4414000 | #REF! | Truc | 4.2 CIRCUIT PROTECTION >1000A
LV833622SP | 3 SPREADERS CONNECTION KIT FOR MTZ1 NSX | 8144400 | 7404000 | #REF! | Truc | 4.2 CIRCUIT PROTECTION >1000A
LV833623SP | 4 SPREADERS CONNECTION KIT FOR MTZ1 NSX | 10220100 | 9291000 | #REF! | Truc | 4.2 CIRCUIT PROTECTION >1000A
LV833642SP | 3P VERTICAL CONNECTION ADAPTERS MTZ1 NSX | 17933300 | 16303000 | #REF! | Truc | 4.2 CIRCUIT PROTECTION >1000A
LV833643SP | 4P VERTICAL CONNECTION ADAPTERS MTZ1 NSX | 23070300 | 20973000 | #REF! | Truc | 4.2 CIRCUIT PROTECTION >1000A
LV833644SP | 3P CABLE LUG ADAPTERS KIT FOR MTZ1 NSX | 13590500 | 12355000 | #REF! | Truc | 4.2 CIRCUIT PROTECTION >1000A
LV833645SP | 4P CABLE LUG ADAPTERS KIT FOR MTZ1 NSX | 17279900 | 15709000 | #REF! | Truc | 4.2 CIRCUIT PROTECTION >1000A
LV833648SP | INTERPHASE BARRIERS KIT - FIXED MTZ1 NSX | 2558600 | 2326000 | #REF! | Truc | 4.2 CIRCUIT PROTECTION >1000A
LV833662SP | MX/XF COIL 200/250 VDC/AC for fix MTZ sp | 7870500 | 7155000 | #REF! | Truc | 4.2 CIRCUIT PROTECTION >1000A
LV833671SP | MN underU coil 200/250VAC/DC for fix MTZ | 7870500 | 7155000 | #REF! | Truc | 4.2 CIRCUIT PROTECTION >1000A
LV833680SP | ADJUSTABLE DELAY UNIT - MNR 48/60 VAC/DC | 7389800 | 6718000 | #REF! | Truc | 4.2 CIRCUIT PROTECTION >1000A
LV833681SP | ADJUSTABLE DELAY UNIT MNR 100/130 VAC/DC | 7389800 | 6718000 | #REF! | Truc | 4.2 CIRCUIT PROTECTION >1000A
LV833682SP | ADJUSTABLE DELAY UNIT MNR 200/250 VAC/DC | 7389800 | 6718000 | #REF! | Truc | 4.2 CIRCUIT PROTECTION >1000A
LV833683SP | ADJUSTABLE DELAY UNIT - MNR 380/480 VAC | 7389800 | 6718000 | #REF! | Truc | 4.2 CIRCUIT PROTECTION >1000A
LV833684SP | NON-ADJUST DELAY UNIT MNR 100/130 VAC/DC | 7389800 | 6718000 | #REF! | Truc | 4.2 CIRCUIT PROTECTION >1000A
LV833685SP | NON-ADJUST DELAY UNIT MNR 200/250 VAC/DC | 7389800 | 6718000 | #REF! | Truc | 4.2 CIRCUIT PROTECTION >1000A
LV833718SP | ESCUTCHEON FOR FIXED MTZ1 NSX | 1350800 | 1228000 | #REF! | Truc | 4.2 CIRCUIT PROTECTION >1000A
LV833722 | Chassis MTZ1 02/06-12 H1/H2 1250 A 3P | 32928500 | 29935000 | #REF! | Truc | 4.2 CIRCUIT PROTECTION >1000A
LV833723 | Chassis MTZ1 16 H1/H2 1600 A 3P | 36284600 | 32986000 | #REF! | Truc | 4.2 CIRCUIT PROTECTION >1000A
LV833725 | Chassis MTZ1 02/06-12 H1/H2 1250 A 4P | 38390000 | 34900000 | #REF! | Truc | 4.2 CIRCUIT PROTECTION >1000A
LV833726 | Chassis MTZ1 16 H1/H2 1600 A 4P | 46489300 | 42263000 | #REF! | Truc | 4.2 CIRCUIT PROTECTION >1000A
LV833727 | TOP FRONT CONNECT CHASS NS MTZ1 06/16 3P | 5922400 | 5384000 | #REF! | Truc | 4.2 CIRCUIT PROTECTION >1000A
LV833728 | BOT FRONT CONNECT CHASS NS MTZ1 06/16 3P | 5922400 | 5384000 | #REF! | Truc | 4.2 CIRCUIT PROTECTION >1000A
LV833729 | Rear top vert.connect. MTZ1 3P drawout | 3701500 | 3365000 | #REF! | Truc | 4.2 CIRCUIT PROTECTION >1000A
LV833730 | Rear bott.vert.connect.MTZ1 3P drawout | 3701500 | 3365000 | #REF! | Truc | 4.2 CIRCUIT PROTECTION >1000A
LV833731 | Rear top horiz.connect. MTZ1 3P drawout | 3701500 | 3365000 | #REF! | Truc | 4.2 CIRCUIT PROTECTION >1000A
LV833732 | Rear bott.horiz.connect.MTZ1 3P drawout | 3701500 | 3365000 | #REF! | Truc | 4.2 CIRCUIT PROTECTION >1000A
LV833733 | TOP FRONT CONNECT CHASS NS MTZ1 06/16 4P | 7283100 | 6621000 | #REF! | Truc | 4.2 CIRCUIT PROTECTION >1000A
LV833734 | BOT FRONT CONNECT CHASS NS MTZ1 06/16 4P | 7283100 | 6621000 | #REF! | Truc | 4.2 CIRCUIT PROTECTION >1000A
LV833735 | Rear top vert.connect. MTZ1 4P drawout | 4855400 | 4414000 | #REF! | Truc | 4.2 CIRCUIT PROTECTION >1000A
LV833736 | Rear bott.vert.connect. MTZ1 4P drawout | 4855400 | 4414000 | #REF! | Truc | 4.2 CIRCUIT PROTECTION >1000A
LV833737 | Rear top horiz.connect. MTZ1 4P drawout | 4855400 | 4414000 | #REF! | Truc | 4.2 CIRCUIT PROTECTION >1000A
LV833738 | Rear bott.horiz.connect.MTZ1 4P drawout | 4855400 | 4414000 | #REF! | Truc | 4.2 CIRCUIT PROTECTION >1000A
LV833751 | CONNECTED POSITION CONTACT MTZ | 988900 | 899000 | #REF! | Truc | 4.2 CIRCUIT PROTECTION >1000A
LV833752 | TEST POSITION CONTACT MTZ | 988900 | 899000 | #REF! | Truc | 4.2 CIRCUIT PROTECTION >1000A
LV833753 | DISCONNECTED POSITION CONTACT MTZ | 988900 | 899000 | #REF! | Truc | 4.2 CIRCUIT PROTECTION >1000A
LV833754 | LOW-LEVEL CONNECTED POSITION CONTACT MTZ | 1354100 | 1231000 | #REF! | Truc | 4.2 CIRCUIT PROTECTION >1000A
LV833755 | LOW-LEVEL TEST POSITION CONTACT MTZ | 1354100 | 1231000 | #REF! | Truc | 4.2 CIRCUIT PROTECTION >1000A
LV833756 | LOW-LEVEL DISCON. POSITION CONTACT MTZ | 1354100 | 1231000 | #REF! | Truc | 4.2 CIRCUIT PROTECTION >1000A
LV833763 | Auxiliary terminal shield - for MTZ1 3P | 1601600 | 1456000 | #REF! | Truc | 4.2 CIRCUIT PROTECTION >1000A
LV833764 | Auxiliary terminal shield - for MTZ1 4P | 1601600 | 1456000 | #REF! | Truc | 4.2 CIRCUIT PROTECTION >1000A
LV833767SP | BREAKER MISMATCH PROTECTION (VDC) | 1461900 | 1329000 | #REF! | Truc | 4.2 CIRCUIT PROTECTION >1000A
LV833768SP | INTERPHASE BARRIERS KIT DRAWOUT MTZ1 NSX | 3023900 | 2749000 | #REF! | Truc | 4.2 CIRCUIT PROTECTION >1000A
LV833769SP | DISCON. LOCK PROFALUX RONIS W/O KEY MTZ1 | 1787500 | 1625000 | #REF! | Truc | 4.2 CIRCUIT PROTECTION >1000A
LV833771SP | DISCON POSIT. LOCK. CASTELL W/O KEY MTZ1 | 8321500 | 7565000 | #REF! | Truc | 4.2 CIRCUIT PROTECTION >1000A
LV833772SP | DISCON POSITION LOCK KIRK W/O KEY MTZ1 | 2481600 | 2256000 | #REF! | Truc | 4.2 CIRCUIT PROTECTION >1000A
LV833773 | Chassis lock. 1Profalux keylock 2 key | 4625500 | 4205000 | #REF! | Truc | 4.2 CIRCUIT PROTECTION >1000A
LV833774 | Chassis locking - 2 Profalux locks 1 key | 6490000 | 5900000 | #REF! | Truc | 4.2 CIRCUIT PROTECTION >1000A
LV833775 | Chassis lock. 2Profalux locks 2 dif key | 7428300 | 6753000 | #REF! | Truc | 4.2 CIRCUIT PROTECTION >1000A
LV833776 | Chassis locking - 1 Ronis keylock 2 keys | 3900600 | 3546000 | #REF! | Truc | 4.2 CIRCUIT PROTECTION >1000A
LV833777 | Chassis locking - 2 Ronis locks 1 key | 5451600 | 4956000 | #REF! | Truc | 4.2 CIRCUIT PROTECTION >1000A
LV833778 | Chassis lock. 2 Ronis locks 2 diff keys | 5650700 | 5137000 | #REF! | Truc | 4.2 CIRCUIT PROTECTION >1000A
LV833779 | OPTIONAL DISCONNECT-TEST-CONNECT LOCKING | 213400 | 194000 | #REF! | Truc | 4.2 CIRCUIT PROTECTION >1000A
LV833786 | DOOR INTERLOCK | 1669800 | 1518000 | #REF! | Truc | 4.2 CIRCUIT PROTECTION >1000A
LV833787 | DOOR INTERLOCK | 1505900 | 1369000 | #REF! | Truc | 4.2 CIRCUIT PROTECTION >1000A
LV833788 | Racking interlock VPOC for MTZ1 drawout | 512600 | 466000 | #REF! | Truc | 4.2 CIRCUIT PROTECTION >1000A
LV833792 | COIL MX COM 24/30VDC 24VAC -DRAWOUT MTZ1 | 6680300 | 6073000 | #REF! | Truc | 4.2 CIRCUIT PROTECTION >1000A
LV833793 | COIL MX COM 48/60VDC 48VAC -DRAWOUT MTZ1 | 6680300 | 6073000 | #REF! | Truc | 4.2 CIRCUIT PROTECTION >1000A
LV833794 | COIL MX COM 100/130VDC AC - DRAWOUT MTZ1 | 6680300 | 6073000 | #REF! | Truc | 4.2 CIRCUIT PROTECTION >1000A
LV833795 | COIL MX COM 200/250VDC AC - DRAWOUT MTZ1 | 6680300 | 6073000 | #REF! | Truc | 4.2 CIRCUIT PROTECTION >1000A
LV833796 | COIL MX COM 277V AC - DRAWOUT MTZ1 | 6680300 | 6073000 | #REF! | Truc | 4.2 CIRCUIT PROTECTION >1000A
LV833797 | COIL MX COM 380/480VAC FOR DRAWOUT MTZ1 | 6680300 | 6073000 | #REF! | Truc | 4.2 CIRCUIT PROTECTION >1000A
LV833806 | ON/OFF 1 contact (low level) MTZ1 D/O | 1356300 | 1233000 | #REF! | Truc | 4.2 CIRCUIT PROTECTION >1000A
LV833810 | COIL MX 24/30VDC 24VAC - DRAWOUT MTZ1 | 6072000 | 5520000 | #REF! | Truc | 4.2 CIRCUIT PROTECTION >1000A
LV833811 | COIL MX 48/60VDC 48VAC - DRAWOUT MTZ1 | 6072000 | 5520000 | #REF! | Truc | 4.2 CIRCUIT PROTECTION >1000A
LV833812 | COIL MX 100/130VDC AC FOR DRAWOUT MTZ1 | 6072000 | 5520000 | #REF! | Truc | 4.2 CIRCUIT PROTECTION >1000A
LV833813 | COIL MX 200/250VDC AC - DRAWOUT MTZ1 | 6072000 | 5520000 | #REF! | Truc | 4.2 CIRCUIT PROTECTION >1000A
LV833814 | COIL MX 277VAC FOR DRAWOUT MTZ1 | 6072000 | 5520000 | #REF! | Truc | 4.2 CIRCUIT PROTECTION >1000A
LV833815 | COIL MX 380/480VAC FOR DRAWOUT MTZ1 | 6072000 | 5520000 | #REF! | Truc | 4.2 CIRCUIT PROTECTION >1000A
LV833819 | COIL MN 24/30VDC 24VAC FOR DRAWOUT MTZ1 | 6072000 | 5520000 | #REF! | Truc | 4.2 CIRCUIT PROTECTION >1000A
LV833820 | COIL MN 48/60VDC 48VAC FOR DRAWOUT MTZ1 | 6072000 | 5520000 | #REF! | Truc | 4.2 CIRCUIT PROTECTION >1000A
LV833821 | COIL MN 100/130VDC AC FOR DRAWOUT MTZ1 | 6072000 | 5520000 | #REF! | Truc | 4.2 CIRCUIT PROTECTION >1000A
LV833822 | COIL MN 200/250VDC AC FOR DRAWOUT MTZ1 | 6072000 | 5520000 | #REF! | Truc | 4.2 CIRCUIT PROTECTION >1000A
LV833824 | COIL MN 380/480V AC FOR DRAWOUT MTZ1 | 6072000 | 5520000 | #REF! | Truc | 4.2 CIRCUIT PROTECTION >1000A
LV833857SP | ESCUTCHEON FOR DRAWOUT MTZ1 NSX | 1540000 | 1400000 | #REF! | Truc | 4.2 CIRCUIT PROTECTION >1000A
LV833858SP | ESCUTCHEON BLANKING PLATE FOR MTZ1 NSX | 1552100 | 1411000 | #REF! | Truc | 4.2 CIRCUIT PROTECTION >1000A
LV833859SP | TRANSPARENT COVER FOR DRAWOUT MTZ1 NSX | 9126700 | 8297000 | #REF! | Truc | 4.2 CIRCUIT PROTECTION >1000A
LV833895 | CDM operation counter (mech.5 dig) MTZ1 | 2779700 | 2527000 | #REF! | Truc | 4.2 CIRCUIT PROTECTION >1000A
LV833897 | Pushbutton locking cover for MTZ1 | 1283700 | 1167000 | #REF! | Truc | 4.2 CIRCUIT PROTECTION >1000A
LV833920SP | CABLE-TYPE DOOR INTERLOCK FOR FIXED MTZ1 | 21200300 | 19273000 | #REF! | Truc | 4.2 CIRCUIT PROTECTION >1000A
LV833921SP | CABLE-TYPE DOOR INTERLOCK - DRAWOUT MTZ1 | 22302500 | 20275000 | #REF! | Truc | 4.2 CIRCUIT PROTECTION >1000A
LV833982 | SENSOR PLUG 2000A NSX MTZ2 N__11 | 1256200 | 1142000 | #REF! | Truc | 4.2 CIRCUIT PROTECTION >1000A
LV833983 | SENSOR PLUG 2500A NSX MTZ2 N__12 | 1256200 | 1142000 | #REF! | Truc | 4.2 CIRCUIT PROTECTION >1000A
LV833984 | SENSOR PLUG 3200A NSX MTZ2 N__14 | 1256200 | 1142000 | #REF! | Truc | 4.2 CIRCUIT PROTECTION >1000A
LV834035SP | CT neutral/ground fault 400/2000A MTZ2 | 23332100 | 21211000 | #REF! | Truc | 4.2 CIRCUIT PROTECTION >1000A
LV834036SP | CT neutr./ground fault 1000/4000A MTZ2/3 | 28345900 | 25769000 | #REF! | Truc | 4.2 CIRCUIT PROTECTION >1000A
LV836386 | ULP PORT MODULE FOR DRAWOUT MTZ1 | 7863900 | 7149000 | #REF! | Truc | 4.2 CIRCUIT PROTECTION >1000A
LV836387 | ULP PORT MODULE FOR DRAWOUT MTZ2/3 | 5566000 | 5060000 | #REF! | Truc | 4.2 CIRCUIT PROTECTION >1000A
LV836388 | WIRING ULP PORT FOR MTZ1 | 965800 | 878000 | #REF! | Truc | 4.2 CIRCUIT PROTECTION >1000A
LV836700 | COIL MN DIAG 24/30 VDC 24 VAC MTZ fixed | 6680300 | 6073000 | #REF! | Truc | 4.2 CIRCUIT PROTECTION >1000A
LV836701 | COIL MN DIAG 48/60 VDC 48 VAC MTZ fixed | 6680300 | 6073000 | #REF! | Truc | 4.2 CIRCUIT PROTECTION >1000A
LV836702 | COIL MN DIAG 100/130 V AC/DC MTZ fixed | 6680300 | 6073000 | #REF! | Truc | 4.2 CIRCUIT PROTECTION >1000A
LV836703 | COIL MN DIAG 200/250 V AC/DC MTZ fixed | 6680300 | 6073000 | #REF! | Truc | 4.2 CIRCUIT PROTECTION >1000A
LV836704 | COIL MN DIAG 380/480 V AC MTZ fixed | 6680300 | 6073000 | #REF! | Truc | 4.2 CIRCUIT PROTECTION >1000A
LV836705 | COIL MN DIAG 24/30 VDC 24 VAC MTZ2/3 D/O | 6680300 | 6073000 | #REF! | Truc | 4.2 CIRCUIT PROTECTION >1000A
LV836706 | COIL MN DIAG 48/60 VDC 48 VAC MTZ2/3 D/O | 6680300 | 6073000 | #REF! | Truc | 4.2 CIRCUIT PROTECTION >1000A
LV836707 | COIL MN DIAG 100/130 V AC/DC MTZ2/3 D/O | 6680300 | 6073000 | #REF! | Truc | 4.2 CIRCUIT PROTECTION >1000A
LV836708 | COIL MN DIAG 200/250 V AC/DC MTZ2/3 D/O | 6680300 | 6073000 | #REF! | Truc | 4.2 CIRCUIT PROTECTION >1000A
LV836709 | COIL MN DIAG 380/480 V AC MTZ2/3 D/O | 6680300 | 6073000 | #REF! | Truc | 4.2 CIRCUIT PROTECTION >1000A
LV836710 | COIL MN DIAG 24/30 VDC 24 VAC MTZ1 D/O | 6680300 | 6073000 | #REF! | Truc | 4.2 CIRCUIT PROTECTION >1000A
LV836711 | COIL MN DIAG 48/60 VDC 48 VAC MTZ1 D/O | 6680300 | 6073000 | #REF! | Truc | 4.2 CIRCUIT PROTECTION >1000A
LV836712 | COIL MN DIAG 100/130 V AC/DC MTZ1 D/O | 6680300 | 6073000 | #REF! | Truc | 4.2 CIRCUIT PROTECTION >1000A
LV836713 | COIL MN DIAG 200/250 V AC/DC MTZ1 D/O | 6680300 | 6073000 | #REF! | Truc | 4.2 CIRCUIT PROTECTION >1000A
LV836714 | COIL MN DIAG 380/480 V AC MTZ1 D/O | 6680300 | 6073000 | #REF! | Truc | 4.2 CIRCUIT PROTECTION >1000A
LV839473 | Chassis terminal block for PTE - MTZ2/3 | 322300 | 293000 | #REF! | Truc | 4.2 CIRCUIT PROTECTION >1000A
LV839478 | Chassis terminal blocks SDE2/4OF -MTZ2/3 | 1402500 | 1275000 | #REF! | Truc | 4.2 CIRCUIT PROTECTION >1000A
LV846436 | BASIC FRAME MT MTZ1 06H3 630 A 3P FIXED | 54616100 | 49651000 | #REF! | Truc | 4.2 CIRCUIT PROTECTION >1000A
LV846437 | BASIC FRAME MT MTZ1 08H3 800 A 3P FIXED | 55708400 | 50644000 | #REF! | Truc | 4.2 CIRCUIT PROTECTION >1000A
LV846438 | CIRCUIT BREAKER MTZ1 10 H3 3P FIXED | 58927000 | 53570000 | #REF! | Truc | 4.2 CIRCUIT PROTECTION >1000A
LV846439 | CIRCUIT BREAKER MTZ1 12 H3 3P FIXED | 63153200 | 57412000 | #REF! | Truc | 4.2 CIRCUIT PROTECTION >1000A
LV846440 | CIRCUIT BREAKER MTZ1 16 H3 3P FIXED | 73239100 | 66581000 | #REF! | Truc | 4.2 CIRCUIT PROTECTION >1000A
LV846443 | CIRCUIT BREAKER MTZ1 06 H3 4P FIXED | 76319100 | 69381000 | #REF! | Truc | 4.2 CIRCUIT PROTECTION >1000A
LV846444 | CIRCUIT BREAKER MTZ1 08 H3 4P FIXED | 76319100 | 69381000 | #REF! | Truc | 4.2 CIRCUIT PROTECTION >1000A
LV846445 | CIRCUIT BREAKER MTZ1 10 H3 4P FIXED | 81320800 | 73928000 | #REF! | Truc | 4.2 CIRCUIT PROTECTION >1000A
LV846446 | CIRCUIT BREAKER MTZ1 12 H3 4P FIXED | 85889100 | 78081000 | #REF! | Truc | 4.2 CIRCUIT PROTECTION >1000A
LV846447 | CIRCUIT BREAKER MTZ1 16 H3 4P FIXED | 104001700 | 94547000 | #REF! | Truc | 4.2 CIRCUIT PROTECTION >1000A
LV846450 | CIRCUIT BREAKER MTZ1 06 H3 3P DRAWOUT | 56663200 | 51512000 | #REF! | Truc | 4.2 CIRCUIT PROTECTION >1000A
LV846451 | CIRCUIT BREAKER MTZ1 08 H3 3P DRAWOUT | 56663200 | 51512000 | #REF! | Truc | 4.2 CIRCUIT PROTECTION >1000A
LV846452 | CIRCUIT BREAKER MTZ1 10 H3 3P DRAWOUT | 65841600 | 59856000 | #REF! | Truc | 4.2 CIRCUIT PROTECTION >1000A
LV846453 | CIRCUIT BREAKER MTZ1 12 H3 3P DRAWOUT | 68962300 | 62693000 | #REF! | Truc | 4.2 CIRCUIT PROTECTION >1000A
LV846454 | CIRCUIT BREAKER MTZ1 16 H3 3P DRAWOUT | 84848500 | 77135000 | #REF! | Truc | 4.2 CIRCUIT PROTECTION >1000A
LV846457 | CIRCUIT BREAKER MTZ1 06 H3 4P DRAWOUT | 72886000 | 66260000 | #REF! | Truc | 4.2 CIRCUIT PROTECTION >1000A
LV846458 | CIRCUIT BREAKER MTZ1 08 H3 4P DRAWOUT | 72886000 | 66260000 | #REF! | Truc | 4.2 CIRCUIT PROTECTION >1000A
LV846459 | CIRCUIT BREAKER MTZ1 10 H3 4P DRAWOUT | 80847800 | 73498000 | #REF! | Truc | 4.2 CIRCUIT PROTECTION >1000A
LV846460 | CIRCUIT BREAKER MTZ1 12 H3 4P DRAWOUT | 86907700 | 79007000 | #REF! | Truc | 4.2 CIRCUIT PROTECTION >1000A
LV846461 | CIRCUIT BREAKER MTZ1 16 H3 4P DRAWOUT | 110972400 | 100884000 | #REF! | Truc | 4.2 CIRCUIT PROTECTION >1000A
LV847075SP | KIT RECH 1 BORNIER 6 FILS MTZ/NT/NW FIXE | 663300 | 603000 | #REF! | Truc | 4.2 CIRCUIT PROTECTION >1000A
LV847110 | CIRCUIT BREAKER MTZ1 06 H1 3P FIXED | 50150100 | 45591000 | #REF! | Truc | 4.2 CIRCUIT PROTECTION >1000A
LV847112 | CIRCUIT BREAKER MTZ1 06 L1 3P FIXED | 80520000 | 73200000 | #REF! | Truc | 4.2 CIRCUIT PROTECTION >1000A
LV847113 | CIRCUIT BREAKER MTZ1 06 H2 3P FIXED | 52523900 | 47749000 | #REF! | Truc | 4.2 CIRCUIT PROTECTION >1000A
LV847115 | CIRCUIT BREAKER MTZ1 06 H1 4P FIXED | 66196900 | 60179000 | #REF! | Truc | 4.2 CIRCUIT PROTECTION >1000A
LV847117 | CIRCUIT BREAKER MTZ1 06 L1 4P FIXED | 108700900 | 98819000 | #REF! | Truc | 4.2 CIRCUIT PROTECTION >1000A
LV847119 | CIRCUIT BREAKER MTZ1 06 H2 4P FIXED | 71789300 | 65263000 | #REF! | Truc | 4.2 CIRCUIT PROTECTION >1000A
LV847120 | CIRCUIT BREAKER MTZ1 08 H1 3P FIXED | 50927800 | 46298000 | #REF! | Truc | 4.2 CIRCUIT PROTECTION >1000A
LV847122 | CIRCUIT BREAKER MTZ1 08 L1 3P FIXED | 84833100 | 77121000 | #REF! | Truc | 4.2 CIRCUIT PROTECTION >1000A
LV847123 | CIRCUIT BREAKER MTZ1 08 H2 3P FIXED | 53575500 | 48705000 | #REF! | Truc | 4.2 CIRCUIT PROTECTION >1000A
LV847125 | CIRCUIT BREAKER MTZ1 08 H1 4P FIXED | 68752200 | 62502000 | #REF! | Truc | 4.2 CIRCUIT PROTECTION >1000A
LV847127 | CIRCUIT BREAKER MTZ1 08 L1 4P FIXED | 113676200 | 103342000 | #REF! | Truc | 4.2 CIRCUIT PROTECTION >1000A
LV847128 | CIRCUIT BREAKER MTZ1 08 H2 4P FIXED | 71789300 | 65263000 | #REF! | Truc | 4.2 CIRCUIT PROTECTION >1000A
LV847130 | CIRCUIT BREAKER MTZ1 10 H1 3P FIXED | 54613900 | 49649000 | #REF! | Truc | 4.2 CIRCUIT PROTECTION >1000A
LV847131 | CIRCUIT BREAKER MTZ1 10 H2 3P FIXED | 56893100 | 51721000 | #REF! | Truc | 4.2 CIRCUIT PROTECTION >1000A
LV847132 | CIRCUIT BREAKER MTZ1 10 L1 3P FIXED | 90535500 | 82305000 | #REF! | Truc | 4.2 CIRCUIT PROTECTION >1000A
LV847135 | CIRCUIT BREAKER MTZ1 10 H1 4P FIXED | 76457700 | 69507000 | #REF! | Truc | 4.2 CIRCUIT PROTECTION >1000A
LV847137 | CIRCUIT BREAKER MTZ1 10 L1 4P FIXED | 117694500 | 106995000 | #REF! | Truc | 4.2 CIRCUIT PROTECTION >1000A
LV847138 | CIRCUIT BREAKER MTZ1 10 H2 4P FIXED | 79082300 | 71893000 | #REF! | Truc | 4.2 CIRCUIT PROTECTION >1000A
LV847140 | CIRCUIT BREAKER MTZ1 12 H1 3P FIXED | 59193200 | 53812000 | #REF! | Truc | 4.2 CIRCUIT PROTECTION >1000A
LV847141 | CIRCUIT BREAKER MTZ1 12 H2 3P FIXED | 61715500 | 56105000 | #REF! | Truc | 4.2 CIRCUIT PROTECTION >1000A
LV847145 | CIRCUIT BREAKER MTZ1 12 H1 4P FIXED | 81095300 | 73723000 | #REF! | Truc | 4.2 CIRCUIT PROTECTION >1000A
LV847147 | CIRCUIT BREAKER MTZ1 12 H2 4P FIXED | 83316200 | 75742000 | #REF! | Truc | 4.2 CIRCUIT PROTECTION >1000A
LV847150 | CIRCUIT BREAKER MTZ1 16 H1 3P FIXED | 68383700 | 62167000 | #REF! | Truc | 4.2 CIRCUIT PROTECTION >1000A
LV847151 | CIRCUIT BREAKER MTZ1 16 H2 3P FIXED | 71380100 | 64891000 | #REF! | Truc | 4.2 CIRCUIT PROTECTION >1000A
LV847155 | CIRCUIT BREAKER MTZ1 16 H1 4P FIXED | 100123100 | 91021000 | #REF! | Truc | 4.2 CIRCUIT PROTECTION >1000A
LV847157 | CIRCUIT BREAKER MTZ1 16 H2 4P FIXED | 101527800 | 92298000 | #REF! | Truc | 4.2 CIRCUIT PROTECTION >1000A
LV847200 | CIRCUIT BREAKER MTZ1 06 H1 3P DRAWOUT | 49909200 | 45372000 | #REF! | Truc | 4.2 CIRCUIT PROTECTION >1000A
LV847202 | CIRCUIT BREAKER MTZ1 06 L1 3P DRAWOUT | 81561700 | 74147000 | #REF! | Truc | 4.2 CIRCUIT PROTECTION >1000A
LV847203 | CIRCUIT BREAKER MTZ1 06 H2 3P DRAWOUT | 53930800 | 49028000 | #REF! | Truc | 4.2 CIRCUIT PROTECTION >1000A
LV847205 | CIRCUIT BREAKER MTZ1 06 H1 4P DRAWOUT | 64882400 | 58984000 | #REF! | Truc | 4.2 CIRCUIT PROTECTION >1000A
LV847207 | CIRCUIT BREAKER MTZ1 06 L1 4P DRAWOUT | 99503800 | 90458000 | #REF! | Truc | 4.2 CIRCUIT PROTECTION >1000A
LV847209 | CIRCUIT BREAKER MTZ1 06 H2 4P DRAWOUT | 69726800 | 63388000 | #REF! | Truc | 4.2 CIRCUIT PROTECTION >1000A
LV847210 | CIRCUIT BREAKER MTZ1 08 H1 3P DRAWOUT | 49909200 | 45372000 | #REF! | Truc | 4.2 CIRCUIT PROTECTION >1000A
LV847211 | CIRCUIT BREAKER MTZ1 08 H2 3P DRAWOUT | 53930800 | 49028000 | #REF! | Truc | 4.2 CIRCUIT PROTECTION >1000A
LV847212 | CIRCUIT BREAKER MTZ1 08 L1 3P DRAWOUT | 81561700 | 74147000 | #REF! | Truc | 4.2 CIRCUIT PROTECTION >1000A
LV847215 | CIRCUIT BREAKER MTZ1 08 H1 4P DRAWOUT | 64882400 | 58984000 | #REF! | Truc | 4.2 CIRCUIT PROTECTION >1000A
LV847217 | CIRCUIT BREAKER MTZ1 08 L1 4P DRAWOUT | 104479100 | 94981000 | #REF! | Truc | 4.2 CIRCUIT PROTECTION >1000A
LV847218 | CIRCUIT BREAKER MTZ1 08 H2 4P DRAWOUT | 69726800 | 63388000 | #REF! | Truc | 4.2 CIRCUIT PROTECTION >1000A
LV847220 | CIRCUIT BREAKER MTZ1 10 H1 3P DRAWOUT | 54066100 | 49151000 | #REF! | Truc | 4.2 CIRCUIT PROTECTION >1000A
LV847221 | CIRCUIT BREAKER MTZ1 10 H2 3P DRAWOUT | 61520800 | 55928000 | #REF! | Truc | 4.2 CIRCUIT PROTECTION >1000A
LV847222 | CIRCUIT BREAKER MTZ1 10 L1 3P DRAWOUT | 89716000 | 81560000 | #REF! | Truc | 4.2 CIRCUIT PROTECTION >1000A
LV847225 | CIRCUIT BREAKER MTZ1 10 H1 4P DRAWOUT | 75828500 | 68935000 | #REF! | Truc | 4.2 CIRCUIT PROTECTION >1000A
LV847227 | CIRCUIT BREAKER MTZ1 10 L1 4P DRAWOUT | 109703000 | 99730000 | #REF! | Truc | 4.2 CIRCUIT PROTECTION >1000A
LV847228 | CIRCUIT BREAKER MTZ1 10 H2 4P DRAWOUT | 78883200 | 71712000 | #REF! | Truc | 4.2 CIRCUIT PROTECTION >1000A
LV847230 | CIRCUIT BREAKER MTZ1 12 H1 3P DRAWOUT | 63336900 | 57579000 | #REF! | Truc | 4.2 CIRCUIT PROTECTION >1000A
LV847231 | CIRCUIT BREAKER MTZ1 12 H2 3P DRAWOUT | 66179300 | 60163000 | #REF! | Truc | 4.2 CIRCUIT PROTECTION >1000A
LV847235 | CIRCUIT BREAKER MTZ1 12 H1 4P DRAWOUT | 80256000 | 72960000 | #REF! | Truc | 4.2 CIRCUIT PROTECTION >1000A
LV847237 | CIRCUIT BREAKER MTZ1 12 H2 4P DRAWOUT | 83162200 | 75602000 | #REF! | Truc | 4.2 CIRCUIT PROTECTION >1000A
LV847240 | CIRCUIT BREAKER MTZ1 16 H1 3P DRAWOUT | 76590800 | 69628000 | #REF! | Truc | 4.2 CIRCUIT PROTECTION >1000A
LV847241 | CIRCUIT BREAKER MTZ1 16 H2 3P DRAWOUT | 82060000 | 74600000 | #REF! | Truc | 4.2 CIRCUIT PROTECTION >1000A
LV847245 | CIRCUIT BREAKER MTZ1 16 H1 4P DRAWOUT | 99997700 | 90907000 | #REF! | Truc | 4.2 CIRCUIT PROTECTION >1000A
LV847247 | CIRCUIT BREAKER MTZ1 16 H2 4P DRAWOUT | 105057700 | 95507000 | #REF! | Truc | 4.2 CIRCUIT PROTECTION >1000A
LV847280 | CONTROL UNIT 2.0X - WO AAF FOR FIXED MTZ | 32976900 | 29979000 | #REF! | Truc | 4.2 CIRCUIT PROTECTION >1000A
LV847281 | CONTROL UNIT 2.0X - WO AAF FOR D/O MTZ1 | 32997800 | 29998000 | #REF! | Truc | 4.2 CIRCUIT PROTECTION >1000A
LV847283 | CONTROL UNIT 5.0X - WO AAF FOR FIXED MTZ | 62943100 | 57221000 | #REF! | Truc | 4.2 CIRCUIT PROTECTION >1000A
LV847284 | Cont.Unit Micrologic 5.0X MTZ1 D/O | 62943100 | 57221000 | #REF! | Truc | 4.2 CIRCUIT PROTECTION >1000A
LV847287 | CONTROL UNIT 7.0X - WO AAF FOR FIXED MTZ | 68295700 | 62087000 | #REF! | Truc | 4.2 CIRCUIT PROTECTION >1000A
LV847288 | CONTROL UNIT 6.0X - WO AAF FOR FIXED MTZ | 65084800 | 59168000 | #REF! | Truc | 4.2 CIRCUIT PROTECTION >1000A
LV847292 | CONTROL UNIT 6.0X - WO AAF FOR D/O MTZ1 | 65084800 | 59168000 | #REF! | Truc | 4.2 CIRCUIT PROTECTION >1000A
LV847311 | COIL XF COM 24/30VDC 24VAC FOR FIXED MTZ | 6680300 | 6073000 | #REF! | Truc | 4.2 CIRCUIT PROTECTION >1000A
LV847312 | COIL XF COM 48/60VDC 48VAC FOR FIXED MTZ | 6680300 | 6073000 | #REF! | Truc | 4.2 CIRCUIT PROTECTION >1000A
LV847313 | COIL XF COM 100/130VDC AC FOR FIXED MTZ | 6680300 | 6073000 | #REF! | Truc | 4.2 CIRCUIT PROTECTION >1000A
LV847314 | COIL XF COM 200/250VDC AC FOR FIXED MTZ | 6680300 | 6073000 | #REF! | Truc | 4.2 CIRCUIT PROTECTION >1000A
LV847315 | COIL XF COM 277V AC FOR FIXED MTZ | 6680300 | 6073000 | #REF! | Truc | 4.2 CIRCUIT PROTECTION >1000A
LV847316 | COIL XF COM 380/480V AC FOR FIXED MTZ | 6680300 | 6073000 | #REF! | Truc | 4.2 CIRCUIT PROTECTION >1000A
LV847321 | COIL MX COM 24/30VDC 24VAC - FIXED MTZ | 6680300 | 6073000 | #REF! | Truc | 4.2 CIRCUIT PROTECTION >1000A
LV847322 | COIL MX COM 48/60VDC 48VAC - FIXED MTZ | 6680300 | 6073000 | #REF! | Truc | 4.2 CIRCUIT PROTECTION >1000A
LV847323 | COIL MX COM 100/130VDC AC - FIXED MTZ | 6680300 | 6073000 | #REF! | Truc | 4.2 CIRCUIT PROTECTION >1000A
LV847324 | COIL MX COM 200/250VDC AC - FIXED MTZ | 6680300 | 6073000 | #REF! | Truc | 4.2 CIRCUIT PROTECTION >1000A
LV847325 | COIL MX COM 277V AC - FIXED MTZ | 6680300 | 6073000 | #REF! | Truc | 4.2 CIRCUIT PROTECTION >1000A
LV847326 | COIL MX COM 380/480V AC - FIXED MTZ | 6680300 | 6073000 | #REF! | Truc | 4.2 CIRCUIT PROTECTION >1000A
LV847328 | TOP FRONT CONNECT - FIXED MTZ1 06/16 3P | 5552800 | 5048000 | #REF! | Truc | 4.2 CIRCUIT PROTECTION >1000A
LV847329 | BOTTOM FRONT CONNECT FIXED MTZ1 06/16 3P | 5552800 | 5048000 | #REF! | Truc | 4.2 CIRCUIT PROTECTION >1000A
LV847330 | TOP FRONT CONNECT - FIXED MTZ1 06/16 4P | 7768200 | 7062000 | #REF! | Truc | 4.2 CIRCUIT PROTECTION >1000A
LV847331 | BOTTOM FRONT CONNECT FIXED MTZ1 06/16 4P | 7768200 | 7062000 | #REF! | Truc | 4.2 CIRCUIT PROTECTION >1000A
LV847335SP | ARC CHUTE INSULAT. SCREEN 3P FIXED MTZ1 | 2267100 | 2061000 | #REF! | Truc | 4.2 CIRCUIT PROTECTION >1000A
LV847336SP | ARC CHUTE INSULAT. SCREEN 4P FIXED MTZ1 | 3105300 | 2823000 | #REF! | Truc | 4.2 CIRCUIT PROTECTION >1000A
LV847339 | ON/OFF 1 contact (low level) MTZ1 fixed | 1356300 | 1233000 | #REF! | Truc | 4.2 CIRCUIT PROTECTION >1000A
LV847340 | Addit. SDE (6 A/240 VAC) MTZ1 UL489 | 1097800 | 998000 | #REF! | Truc | 4.2 CIRCUIT PROTECTION >1000A
LV847341 | Addit. SDE (low level) MTZ1 UL489 | 1270500 | 1155000 | #REF! | Truc | 4.2 CIRCUIT PROTECTION >1000A
LV847342 | READY-TO-CLOSE CONTACT FOR FIXED MTZ | 1353000 | 1230000 | #REF! | Truc | 4.2 CIRCUIT PROTECTION >1000A
LV847343 | LOW-LEVEL READY-TO-CLOSE CONTACT -MTZ1 | 2029500 | 1845000 | #REF! | Truc | 4.2 CIRCUIT PROTECTION >1000A
LV847344 | REMOTE RESET 110/130VAC FOR FIXED MTZ1 | 7647200 | 6952000 | #REF! | Truc | 4.2 CIRCUIT PROTECTION >1000A
LV847345 | REMOTE RESET 220/240VAC FOR FIXED MTZ1 | 9216900 | 8379000 | #REF! | Truc | 4.2 CIRCUIT PROTECTION >1000A
LV847346 | AUTOMATIC RESET ADAPT. (RAR) MTZ1-2-3 | 167200 | 152000 | #REF! | Truc | 4.2 CIRCUIT PROTECTION >1000A
LV847350 | COIL XF 24/30VDC 24VAC FOR FIXED MTZ | 6072000 | 5520000 | #REF! | Truc | 4.2 CIRCUIT PROTECTION >1000A
LV847351 | COIL XF 48/60VDC 48VAC FOR FIXED MTZ | 6072000 | 5520000 | #REF! | Truc | 4.2 CIRCUIT PROTECTION >1000A
LV847352 | COIL XF 100/130VDC AC FOR FIXED MTZ | 6072000 | 5520000 | #REF! | Truc | 4.2 CIRCUIT PROTECTION >1000A
LV847353 | COIL XF 200/250VDC AC FOR FIXED MTZ | 6072000 | 5520000 | #REF! | Truc | 4.2 CIRCUIT PROTECTION >1000A
LV847354 | COIL XF 277 VAC FOR FIXED MTZ | 6072000 | 5520000 | #REF! | Truc | 4.2 CIRCUIT PROTECTION >1000A
LV847355 | COIL XF 380/480 VAC FOR FIXED MTZ | 6072000 | 5520000 | #REF! | Truc | 4.2 CIRCUIT PROTECTION >1000A
LV847360 | COIL MX 24/30VDC 24VAC FOR FIXED MTZ | 6072000 | 5520000 | #REF! | Truc | 4.2 CIRCUIT PROTECTION >1000A
LV847361 | COIL MX 48/60VDC 48VAC FOR FIXED MTZ | 6072000 | 5520000 | #REF! | Truc | 4.2 CIRCUIT PROTECTION >1000A
LV847362 | COIL MX 100/130VDC AC FOR FIXED MTZ | 6072000 | 5520000 | #REF! | Truc | 4.2 CIRCUIT PROTECTION >1000A
LV847363 | COIL MX 200/250VDC AC FOR FIXED MTZ | 6072000 | 5520000 | #REF! | Truc | 4.2 CIRCUIT PROTECTION >1000A
LV847364 | COIL MX 277V AC FOR FIXED MTZ | 6072000 | 5520000 | #REF! | Truc | 4.2 CIRCUIT PROTECTION >1000A
LV847365 | COIL MX 380/480V AC FOR FIXED MTZ | 6072000 | 5520000 | #REF! | Truc | 4.2 CIRCUIT PROTECTION >1000A
LV847370 | COIL MX2 24/30VDC 24VAC - FIXED MTZ | 6072000 | 5520000 | #REF! | Truc | 4.2 CIRCUIT PROTECTION >1000A
LV847371 | COIL MX2 48/60VDC 48VAC - FIXED MTZ | 6072000 | 5520000 | #REF! | Truc | 4.2 CIRCUIT PROTECTION >1000A
LV847372 | COIL MX2 100/130VDC AC - FIXED MTZ | 6072000 | 5520000 | #REF! | Truc | 4.2 CIRCUIT PROTECTION >1000A
LV847373 | COIL MX2 200/250VDC AC - FIXED MTZ | 6072000 | 5520000 | #REF! | Truc | 4.2 CIRCUIT PROTECTION >1000A
LV847374 | COIL MX2 277V AC - FIXED MTZ | 6072000 | 5520000 | #REF! | Truc | 4.2 CIRCUIT PROTECTION >1000A
LV847375 | COIL MX2 380/480V AC - FIXED MTZ | 6072000 | 5520000 | #REF! | Truc | 4.2 CIRCUIT PROTECTION >1000A
LV847380 | COIL MN 24/30VDC 24VAC FOR FIXED MTZ | 6072000 | 5520000 | #REF! | Truc | 4.2 CIRCUIT PROTECTION >1000A
LV847381 | COIL MN 48/60VDC 48VAC FOR FIXED MTZ | 6072000 | 5520000 | #REF! | Truc | 4.2 CIRCUIT PROTECTION >1000A
LV847382 | COIL MN 100/130VDC AC FOR FIXED MTZ | 6072000 | 5520000 | #REF! | Truc | 4.2 CIRCUIT PROTECTION >1000A
LV847383 | COIL MN 200/250VDC AC FOR FIXED MTZ | 6072000 | 5520000 | #REF! | Truc | 4.2 CIRCUIT PROTECTION >1000A
LV847385 | COIL MN 380/480VAC FOR FIXED MTZ | 6072000 | 5520000 | #REF! | Truc | 4.2 CIRCUIT PROTECTION >1000A
LV847390 | MOTORMECA MCH 24/30V DC - FIXED MTZ1 | 15860900 | 14419000 | #REF! | Truc | 4.2 CIRCUIT PROTECTION >1000A
LV847391 | MOTORMECA MCH 48/60V DC AC - FIXED MTZ1 | 15860900 | 14419000 | #REF! | Truc | 4.2 CIRCUIT PROTECTION >1000A
LV847392 | MOTORMECA MCH 100/130V DC - FIXED MTZ1 | 15860900 | 14419000 | #REF! | Truc | 4.2 CIRCUIT PROTECTION >1000A
LV847393 | MOTORMECA MCH 200/250V DC - FIXED MTZ1 | 15860900 | 14419000 | #REF! | Truc | 4.2 CIRCUIT PROTECTION >1000A
LV847395 | MOTORMECA MCH 100/130V AC - FIXED MTZ1 | 15860900 | 14419000 | #REF! | Truc | 4.2 CIRCUIT PROTECTION >1000A
LV847396 | MOTORMECA MCH 200/240V AC - FIXED MTZ1 | 15860900 | 14419000 | #REF! | Truc | 4.2 CIRCUIT PROTECTION >1000A
LV847398 | MOTORMECA MCH 277/415V AC - FIXED MTZ1 | 15860900 | 14419000 | #REF! | Truc | 4.2 CIRCUIT PROTECTION >1000A
LV847400 | MOTORMECA MCH 440/480V AC - FIXED MTZ1 | 15860900 | 14419000 | #REF! | Truc | 4.2 CIRCUIT PROTECTION >1000A
LV847403 | M2C PROGRAMMABLE CONTACTS FOR FIXED MTZ | 9548000 | 8680000 | #REF! | Truc | 4.2 CIRCUIT PROTECTION >1000A
LV847412 | COIL XF COM 24/30VDC 24VAC FOR D/O MTZ1 | 6680300 | 6073000 | #REF! | Truc | 4.2 CIRCUIT PROTECTION >1000A
LV847413 | COIL XF COM 48/60VDC 48VAC FOR D/O MTZ1 | 6680300 | 6073000 | #REF! | Truc | 4.2 CIRCUIT PROTECTION >1000A
LV847414 | COIL XF COM 100/130VDC AC FOR D/O MTZ1 | 6680300 | 6073000 | #REF! | Truc | 4.2 CIRCUIT PROTECTION >1000A
LV847415 | COIL XF COM 200/250VDC AC FOR D/O MTZ1 | 6680300 | 6073000 | #REF! | Truc | 4.2 CIRCUIT PROTECTION >1000A
LV847416 | COIL XF COM 277VAC FOR DRAWOUT MTZ1 | 6680300 | 6073000 | #REF! | Truc | 4.2 CIRCUIT PROTECTION >1000A
LV847417 | COIL XF COM 380/480VAC FOR DRAWOUT MTZ1 | 6680300 | 6073000 | #REF! | Truc | 4.2 CIRCUIT PROTECTION >1000A
LV847430 | Addit. SDE (6 A/240 VAC) MTZ1 D/O | 1354100 | 1231000 | #REF! | Truc | 4.2 CIRCUIT PROTECTION >1000A
LV847431 | Addit. SDE (low level) MTZ1 D/O | 1354100 | 1231000 | #REF! | Truc | 4.2 CIRCUIT PROTECTION >1000A
LV847432 | PF contact (5A/240VAC) MTZ1 UL489 D/O | 520300 | 473000 | #REF! | Truc | 4.2 CIRCUIT PROTECTION >1000A
LV847433 | PF contact (low level) MTZ1 UL489 D/O | 875600 | 796000 | #REF! | Truc | 4.2 CIRCUIT PROTECTION >1000A
LV847434 | REMOTE RESET 110/130VAC - DRAWOUT MTZ1 | 7537200 | 6852000 | #REF! | Truc | 4.2 CIRCUIT PROTECTION >1000A
LV847435 | REMOTE RESET 220/240VAC - DRAWOUT MTZ1 | 8780200 | 7982000 | #REF! | Truc | 4.2 CIRCUIT PROTECTION >1000A
LV847440 | COIL XF 24/30VDC 24VAC FOR DRAWOUT MTZ1 | 6072000 | 5520000 | #REF! | Truc | 4.2 CIRCUIT PROTECTION >1000A
LV847441 | COIL XF 48/60VDC 48VAC FOR DRAWOUT MTZ1 | 6072000 | 5520000 | #REF! | Truc | 4.2 CIRCUIT PROTECTION >1000A
LV847442 | COIL XF 100/130VDC AC FOR DRAWOUT MTZ1 | 6072000 | 5520000 | #REF! | Truc | 4.2 CIRCUIT PROTECTION >1000A
LV847443 | COIL XF 200/250VDC AC FOR DRAWOUT MTZ1 | 6072000 | 5520000 | #REF! | Truc | 4.2 CIRCUIT PROTECTION >1000A
LV847444 | COIL XF 277VAC FOR DRAWOUT MTZ1 | 6072000 | 5520000 | #REF! | Truc | 4.2 CIRCUIT PROTECTION >1000A
LV847445 | COIL XF 380/480VAC FOR DRAWOUT MTZ1 | 6072000 | 5520000 | #REF! | Truc | 4.2 CIRCUIT PROTECTION >1000A
LV847450 | COIL MX2 24/30VDC 24VAC - DRAWOUT MTZ1 | 6072000 | 5520000 | #REF! | Truc | 4.2 CIRCUIT PROTECTION >1000A
LV847451 | COIL MX2 48/60VDC 48VAC - DRAWOUT MTZ1 | 6072000 | 5520000 | #REF! | Truc | 4.2 CIRCUIT PROTECTION >1000A
LV847452 | COIL MX2 100/130VDC AC - DRAWOUT MTZ1 | 6072000 | 5520000 | #REF! | Truc | 4.2 CIRCUIT PROTECTION >1000A
LV847453 | COIL MX2 200/250VDC AC - DRAWOUT MTZ1 | 6072000 | 5520000 | #REF! | Truc | 4.2 CIRCUIT PROTECTION >1000A
LV847454 | COIL MX2 277V AC - DRAWOUT MTZ1 | 6072000 | 5520000 | #REF! | Truc | 4.2 CIRCUIT PROTECTION >1000A
LV847455 | COIL MX2 380/480V AC - DRAWOUT MTZ1 | 6072000 | 5520000 | #REF! | Truc | 4.2 CIRCUIT PROTECTION >1000A
LV847460 | MOTORMECA MCH 24/30V DC - DRAWOUT MTZ1 | 15860900 | 14419000 | #REF! | Truc | 4.2 CIRCUIT PROTECTION >1000A
LV847461 | MOTORMECA MCH 48/60V DC AC -DRAWOUT MTZ1 | 15860900 | 14419000 | #REF! | Truc | 4.2 CIRCUIT PROTECTION >1000A
LV847462 | MOTORMECA MCH 100/130V DC - DRAWOUT MTZ1 | 15860900 | 14419000 | #REF! | Truc | 4.2 CIRCUIT PROTECTION >1000A
LV847463 | MOTORMECA MCH 200/250V DC - DRAWOUT MTZ1 | 15860900 | 14419000 | #REF! | Truc | 4.2 CIRCUIT PROTECTION >1000A
LV847465 | MOTORMECA MCH 100/130V AC - DRAWOUT MTZ1 | 15860900 | 14419000 | #REF! | Truc | 4.2 CIRCUIT PROTECTION >1000A
LV847466 | MOTORMECA MCH 200/240V AC - DRAWOUT MTZ1 | 15860900 | 14419000 | #REF! | Truc | 4.2 CIRCUIT PROTECTION >1000A
LV847468 | MOTORMECA MCH 277/415V AC - DRAWOUT MTZ1 | 15860900 | 14419000 | #REF! | Truc | 4.2 CIRCUIT PROTECTION >1000A
LV847470 | MOTORMECA MCH 440/480V AC - DRAWOUT MTZ1 | 15860900 | 14419000 | #REF! | Truc | 4.2 CIRCUIT PROTECTION >1000A
LV847483 | M2C programmable contacts MTZ1 drawout | 9645900 | 8769000 | #REF! | Truc | 4.2 CIRCUIT PROTECTION >1000A
LV847506 | VOLTAGE MEASUREMENT INPUT FOR FIXED MTZ | 4133800 | 3758000 | #REF! | Truc | 4.2 CIRCUIT PROTECTION >1000A
LV847507 | VOLTAGE MEASUREMENT INPUT - DRAWOUT MTZ1 | 3913800 | 3558000 | #REF! | Truc | 4.2 CIRCUIT PROTECTION >1000A
LV847512 | BPFE elec.clos.pushbutton 1 NO MTZ1 | 5483500 | 4985000 | #REF! | Truc | 4.2 CIRCUIT PROTECTION >1000A
LV847514 | OFF-lock. Padlock.+BPFE support MTZ1 | 1522400 | 1384000 | #REF! | Truc | 4.2 CIRCUIT PROTECTION >1000A
LV847515SP | OFF POSIT PROFAL RONIS BPFE SUPPORT MTZ1 | 3674000 | 3340000 | #REF! | Truc | 4.2 CIRCUIT PROTECTION >1000A
LV847517SP | OFF POSITION LOCK KIRK BPFE SUPPORT MTZ1 | 5869600 | 5336000 | #REF! | Truc | 4.2 CIRCUIT PROTECTION >1000A
LV847518SP | OFF POSIT LOCK CASTELL BPFE SUPPORT MTZ1 | 6378900 | 5799000 | #REF! | Truc | 4.2 CIRCUIT PROTECTION >1000A
LV847519 | OFF-lock. 1Profalux keylock (2 key) MTZ1 | 6516400 | 5924000 | #REF! | Truc | 4.2 CIRCUIT PROTECTION >1000A
LV847520 | OFF-lock. 2Profalux keylock (1 key) MTZ1 | 8543700 | 7767000 | #REF! | Truc | 4.2 CIRCUIT PROTECTION >1000A
LV847521 | OFF-lock. 1Ronis keylock (2 keys) MTZ1 | 5791500 | 5265000 | #REF! | Truc | 4.2 CIRCUIT PROTECTION >1000A
LV847522 | OFF-lock. 2Ronis keylock (1 key) MTZ1 | 7342500 | 6675000 | #REF! | Truc | 4.2 CIRCUIT PROTECTION >1000A
LV847820 | SENSOR PLUG 4000A NSX MTZ2 N__16 | 1256200 | 1142000 | #REF! | Truc | 4.2 CIRCUIT PROTECTION >1000A
LV847824 | SENSOR PLUG 4000A MTZ3 N__23 | 1256200 | 1142000 | #REF! | Truc | 4.2 CIRCUIT PROTECTION >1000A
LV847825 | SENSOR PLUG 5000A MTZ3 N__24 | 1256200 | 1142000 | #REF! | Truc | 4.2 CIRCUIT PROTECTION >1000A
LV847826 | SENSOR PLUG 6300A MTZ3 N__26 | 1256200 | 1142000 | #REF! | Truc | 4.2 CIRCUIT PROTECTION >1000A
LV847829 | BRACKETS MOUNT. ON BACKPLATE FIXE MTZ2/3 | 2398000 | 2180000 | #REF! | Truc | 4.2 CIRCUIT PROTECTION >1000A
LV847849SP | 3 wire trmnl block 1 part for MTZ2/3 d/o | 902000 | 820000 | #REF! | Truc | 4.2 CIRCUIT PROTECTION >1000A
LV847894SP | MCH gear motor 200/240VAC for MTZ2/3 sp | 15428600 | 14026000 | #REF! | Truc | 4.2 CIRCUIT PROTECTION >1000A
LV847904 | INTERNAL COM WIRING FOR MX XF MN MTZ2/3 | 778800 | 708000 | #REF! | Truc | 4.2 CIRCUIT PROTECTION >1000A
LV847905 | COM WIRING AND MICROSWITCHES MTZ2-3 | 3993000 | 3630000 | #REF! | Truc | 4.2 CIRCUIT PROTECTION >1000A
LV847906 | COM WIRING AND MICROSWITCHES NT | 2277000 | 2070000 | #REF! | Truc | 4.2 CIRCUIT PROTECTION >1000A
LV847906SP | COM WIRING AND MICROSWITCHES NT | 2868800 | 2608000 | #REF! | Truc | 4.2 CIRCUIT PROTECTION >1000A
LV847926SP | Cable interlocking MTZ2/3 fixed drawout | 6503200 | 5912000 | #REF! | Truc | 4.2 CIRCUIT PROTECTION >1000A
LV847930SP | 2 rods interlock.adapt.fixture MTZ2/3 | 8602000 | 7820000 | #REF! | Truc | 4.2 CIRCUIT PROTECTION >1000A
LV848001 | CIRCUIT BREAKER MTZ2 08 H1 3P FIXED | 54324600 | 49386000 | #REF! | Truc | 4.2 CIRCUIT PROTECTION >1000A
LV848002 | CIRCUIT BREAKER MTZ2 08 H2 3P FIXED | 70617800 | 64198000 | #REF! | Truc | 4.2 CIRCUIT PROTECTION >1000A
LV848008 | CIRCUIT BREAKER MTZ2 08 H1 4P FIXED | 75485300 | 68623000 | #REF! | Truc | 4.2 CIRCUIT PROTECTION >1000A
LV848009 | CIRCUIT BREAKER MTZ2 08 H2 4P FIXED | 94438300 | 85853000 | #REF! | Truc | 4.2 CIRCUIT PROTECTION >1000A
LV848015 | CIRCUIT BREAKER MTZ2 10 H1 3P FIXED | 58768600 | 53426000 | #REF! | Truc | 4.2 CIRCUIT PROTECTION >1000A
LV848016 | CIRCUIT BREAKER MTZ2 10 H2 3P FIXED | 75938500 | 69035000 | #REF! | Truc | 4.2 CIRCUIT PROTECTION >1000A
LV848022 | CIRCUIT BREAKER MTZ2 10 H1 4P FIXED | 82019300 | 74563000 | #REF! | Truc | 4.2 CIRCUIT PROTECTION >1000A
LV848023 | CIRCUIT BREAKER MTZ2 10 H2 4P FIXED | 105843100 | 96221000 | #REF! | Truc | 4.2 CIRCUIT PROTECTION >1000A
LV848029 | CIRCUIT BREAKER MTZ2 12 H1 3P FIXED | 64475400 | 58614000 | #REF! | Truc | 4.2 CIRCUIT PROTECTION >1000A
LV848030 | CIRCUIT BREAKER MTZ2 12 H2 3P FIXED | 81548500 | 74135000 | #REF! | Truc | 4.2 CIRCUIT PROTECTION >1000A
LV848036 | CIRCUIT BREAKER MTZ2 12 H1 4P FIXED | 88293700 | 80267000 | #REF! | Truc | 4.2 CIRCUIT PROTECTION >1000A
LV848037 | CIRCUIT BREAKER MTZ2 12 H2 4P FIXED | 107467800 | 97698000 | #REF! | Truc | 4.2 CIRCUIT PROTECTION >1000A
LV848043 | CIRCUIT BREAKER MTZ2 16 H1 3P FIXED | 72541700 | 65947000 | #REF! | Truc | 4.2 CIRCUIT PROTECTION >1000A
LV848044 | CIRCUIT BREAKER MTZ2 16 H2 3P FIXED | 102300000 | 93000000 | #REF! | Truc | 4.2 CIRCUIT PROTECTION >1000A
LV848050 | CIRCUIT BREAKER MTZ2 16 H1 4P FIXED | 105789200 | 96172000 | #REF! | Truc | 4.2 CIRCUIT PROTECTION >1000A
LV848051 | CIRCUIT BREAKER MTZ2 16 H2 4P FIXED | 132616000 | 120560000 | #REF! | Truc | 4.2 CIRCUIT PROTECTION >1000A
LV848057 | CIRCUIT BREAKER MTZ2 20 H1 3P FIXED | 84549300 | 76863000 | #REF! | Truc | 4.2 CIRCUIT PROTECTION >1000A
LV848058 | CIRCUIT BREAKER MTZ2 20 H2 3P FIXED | 121196900 | 110179000 | #REF! | Truc | 4.2 CIRCUIT PROTECTION >1000A
LV848064 | CIRCUIT BREAKER MTZ2 20 H1 4P FIXED | 124157000 | 112870000 | #REF! | Truc | 4.2 CIRCUIT PROTECTION >1000A
LV848065 | CIRCUIT BREAKER MTZ2 20 H2 4P FIXED | 170687000 | 155170000 | #REF! | Truc | 4.2 CIRCUIT PROTECTION >1000A
LV848070 | CIRCUIT BREAKER MTZ2 25 H1 3P FIXED | 134578400 | 122344000 | #REF! | Truc | 4.2 CIRCUIT PROTECTION >1000A
LV848071 | CIRCUIT BREAKER MTZ2 25 H2 3P FIXED | 163416000 | 148560000 | #REF! | Truc | 4.2 CIRCUIT PROTECTION >1000A
LV848074 | SWITCH DISCONNECTOR MTZ2 25 HA 3P FIXED | 77649000 | 70590000 | #REF! | Truc | 4.2 CIRCUIT PROTECTION >1000A
LV848076 | CIRCUIT BREAKER MTZ2 25 H1 4P FIXED | 177694000 | 161540000 | #REF! | Truc | 4.2 CIRCUIT PROTECTION >1000A
LV848077 | CIRCUIT BREAKER MTZ2 25 H2 4P FIXED | 231163900 | 210149000 | #REF! | Truc | 4.2 CIRCUIT PROTECTION >1000A
LV848082 | CIRCUIT BREAKER MTZ2 32 H1 3P FIXED | 166026300 | 150933000 | #REF! | Truc | 4.2 CIRCUIT PROTECTION >1000A
LV848083 | CIRCUIT BREAKER MTZ2 32 H2 3P FIXED | 212880800 | 193528000 | #REF! | Truc | 4.2 CIRCUIT PROTECTION >1000A
LV848087 | CIRCUIT BREAKER MTZ2 32 H1 4P FIXED | 216516300 | 196833000 | #REF! | Truc | 4.2 CIRCUIT PROTECTION >1000A
LV848088 | CIRCUIT BREAKER MTZ2 32 H2 4P FIXED | 274897700 | 249907000 | #REF! | Truc | 4.2 CIRCUIT PROTECTION >1000A
LV848092 | CIRCUIT BREAKER MTZ2 40 H1 3P FIXED | 273365400 | 248514000 | #REF! | Truc | 4.2 CIRCUIT PROTECTION >1000A
LV848093 | CIRCUIT BREAKER MTZ2 40 H2 3P FIXED | 327541500 | 297765000 | #REF! | Truc | 4.2 CIRCUIT PROTECTION >1000A
LV848097 | CIRCUIT BREAKER MTZ2 40 H1 4P FIXED | 347906900 | 316279000 | #REF! | Truc | 4.2 CIRCUIT PROTECTION >1000A
LV848098 | CIRCUIT BREAKER MTZ2 40 H2 4P FIXED | 443146000 | 402860000 | #REF! | Truc | 4.2 CIRCUIT PROTECTION >1000A
LV848106 | CIRCUIT BREAKER MTZ3 40 H1 3P FIXED | 377593700 | 343267000 | #REF! | Truc | 4.2 CIRCUIT PROTECTION >1000A
LV848107 | CIRCUIT BREAKER MTZ3 40 H2 3P FIXED | 453711500 | 412465000 | #REF! | Truc | 4.2 CIRCUIT PROTECTION >1000A
LV848109 | CIRCUIT BREAKER MTZ3 40 H1 4P FIXED | 472110100 | 429191000 | #REF! | Truc | 4.2 CIRCUIT PROTECTION >1000A
LV848110 | CIRCUIT BREAKER MTZ3 40 H2 4P FIXED | 626774500 | 569795000 | #REF! | Truc | 4.2 CIRCUIT PROTECTION >1000A
LV848112 | CIRCUIT BREAKER MTZ3 50 H1 3P FIXED | 498438600 | 453126000 | #REF! | Truc | 4.2 CIRCUIT PROTECTION >1000A
LV848113 | CIRCUIT BREAKER MTZ3 50 H2 3P FIXED | 594401500 | 540365000 | #REF! | Truc | 4.2 CIRCUIT PROTECTION >1000A
LV848115 | CIRCUIT BREAKER MTZ3 50 H1 4P FIXED | 626756900 | 569779000 | #REF! | Truc | 4.2 CIRCUIT PROTECTION >1000A
LV848116 | CIRCUIT BREAKER MTZ3 50 H2 4P FIXED | 819937800 | 745398000 | #REF! | Truc | 4.2 CIRCUIT PROTECTION >1000A
LV848118 | CIRCUIT BREAKER MTZ3 63 H1 3P FIXED | 614815300 | 558923000 | #REF! | Truc | 4.2 CIRCUIT PROTECTION >1000A
LV848119 | CIRCUIT BREAKER MTZ3 63 H2 3P FIXED | 704916300 | 640833000 | #REF! | Truc | 4.2 CIRCUIT PROTECTION >1000A
LV848121 | CIRCUIT BREAKER MTZ3 63 H1 4P FIXED | 832873800 | 757158000 | #REF! | Truc | 4.2 CIRCUIT PROTECTION >1000A
LV848122 | CIRCUIT BREAKER MTZ3 63 H2 4P FIXED | 1083341600 | 984856000 | #REF! | Truc | 4.2 CIRCUIT PROTECTION >1000A
LV848124 | TOP FRONT CONNECT - FIXED MTZ2 20 3P | 14243900 | 12949000 | #REF! | Truc | 4.2 CIRCUIT PROTECTION >1000A
LV848125 | BOTTOM FRONT CONNECT FIXED MTZ2 20 3P | 14243900 | 12949000 | #REF! | Truc | 4.2 CIRCUIT PROTECTION >1000A
LV848126 | TOP FRONT CONNECT - FIXED MTZ2 20 4P | 21305900 | 19369000 | #REF! | Truc | 4.2 CIRCUIT PROTECTION >1000A
LV848127 | BOTTOM FRONT CONNECT FIXED MTZ2 20 4P | 21305900 | 19369000 | #REF! | Truc | 4.2 CIRCUIT PROTECTION >1000A
LV848128 | TOP FRONT CONNECT - FIXED MTZ2 08/16 3P | 7613100 | 6921000 | #REF! | Truc | 4.2 CIRCUIT PROTECTION >1000A
LV848129 | TOP FRONT CONNECT - FIXED MTZ2 25/32 3P | 21323500 | 19385000 | #REF! | Truc | 4.2 CIRCUIT PROTECTION >1000A
LV848130 | BOTTOM FRONT CONNECT FIXED MTZ2 08/16 3P | 7613100 | 6921000 | #REF! | Truc | 4.2 CIRCUIT PROTECTION >1000A
LV848131 | BOTTOM FRONT CONNECT FIXED MTZ2 25/32 3P | 21323500 | 19385000 | #REF! | Truc | 4.2 CIRCUIT PROTECTION >1000A
LV848133 | TOP VERTIC REAR CONNECT - MTZ2 08/20 3P | 3340700 | 3037000 | #REF! | Truc | 4.2 CIRCUIT PROTECTION >1000A
LV848134 | TOP VERTIC REAR CONNECT - MTZ2 25/32 3P | 4591400 | 4174000 | #REF! | Truc | 4.2 CIRCUIT PROTECTION >1000A
LV848135 | TOP VERTIC REAR CONNECT - MTZ2 40 3P | 7773700 | 7067000 | #REF! | Truc | 4.2 CIRCUIT PROTECTION >1000A
LV848136 | TOP VERTIC REAR CONNECT - MTZ3 40/50 3P | 8674600 | 7886000 | #REF! | Truc | 4.2 CIRCUIT PROTECTION >1000A
LV848137 | TOP VERTIC REAR CONNECT - MTZ3 63 3P | 14578300 | 13253000 | #REF! | Truc | 4.2 CIRCUIT PROTECTION >1000A
LV848138 | BOTTOM VERTIC REAR CONNECT MTZ2 08/20 3P | 3340700 | 3037000 | #REF! | Truc | 4.2 CIRCUIT PROTECTION >1000A
LV848139 | BOTTOM VERTIC REAR CONNECT MTZ2 25/32 3P | 4591400 | 4174000 | #REF! | Truc | 4.2 CIRCUIT PROTECTION >1000A
LV848140 | BOTTOM VERTIC REAR CONNECT - MTZ2 40 3P | 7773700 | 7067000 | #REF! | Truc | 4.2 CIRCUIT PROTECTION >1000A
LV848141 | BOTTOM VERTIC REAR CONNEC MTZ3 40/50 3P | 8674600 | 7886000 | #REF! | Truc | 4.2 CIRCUIT PROTECTION >1000A
LV848142 | BOTTOM VERTIC REAR CONNECT - MTZ3 63 3P | 14578300 | 13253000 | #REF! | Truc | 4.2 CIRCUIT PROTECTION >1000A
LV848143 | TOP HORIZ REAR CONNECT - MTZ2 08/20 3P | 3340700 | 3037000 | #REF! | Truc | 4.2 CIRCUIT PROTECTION >1000A
LV848144 | TOP HORIZ REAR CONNECT - MTZ2 25/32 3P | 4591400 | 4174000 | #REF! | Truc | 4.2 CIRCUIT PROTECTION >1000A
LV848145 | TOP HORIZ REAR CONNECT - MTZ2 40 3P | 7773700 | 7067000 | #REF! | Truc | 4.2 CIRCUIT PROTECTION >1000A
LV848146 | TOP HORIZ REAR CONNECT - MTZ3 40/50 3P | 8674600 | 7886000 | #REF! | Truc | 4.2 CIRCUIT PROTECTION >1000A
LV848148 | BOTTOM HORIZ REAR CONNECT -MTZ2 08/20 3P | 3340700 | 3037000 | #REF! | Truc | 4.2 CIRCUIT PROTECTION >1000A
LV848149 | BOTTOM HORIZ REAR CONNECT -MTZ2 25/32 3P | 4591400 | 4174000 | #REF! | Truc | 4.2 CIRCUIT PROTECTION >1000A
LV848150 | BOTTOM HORIZ REAR CONNECT - MTZ2 40 3P | 7773700 | 7067000 | #REF! | Truc | 4.2 CIRCUIT PROTECTION >1000A
LV848151 | BOTTOM HORIZ REAR CONNECT MTZ3 40/50 3P | 8674600 | 7886000 | #REF! | Truc | 4.2 CIRCUIT PROTECTION >1000A
LV848153 | TOP FRONT CONNECT - FIXED MTZ2 08/16 4P | 7344700 | 6677000 | #REF! | Truc | 4.2 CIRCUIT PROTECTION >1000A
LV848154 | TOP FRONT CONNECT - FIXED MTZ2 25/32 4P | 21305900 | 19369000 | #REF! | Truc | 4.2 CIRCUIT PROTECTION >1000A
LV848155 | BOTTOM FRONT CONNECT FIXED MTZ2 08/16 4P | 7344700 | 6677000 | #REF! | Truc | 4.2 CIRCUIT PROTECTION >1000A
LV848156 | BOTTOM FRONT CONNECT FIXED MTZ2 25/32 4P | 21305900 | 19369000 | #REF! | Truc | 4.2 CIRCUIT PROTECTION >1000A
LV848158 | TOP VERTIC REAR CONNECT - MTZ2 08/20 4P | 4453900 | 4049000 | #REF! | Truc | 4.2 CIRCUIT PROTECTION >1000A
LV848159 | TOP VERTIC REAR CONNECT - MTZ2 25/32 4P | 6123700 | 5567000 | #REF! | Truc | 4.2 CIRCUIT PROTECTION >1000A
LV848160 | TOP VERTIC REAR CONNECT - MTZ2 40 4P | 10368600 | 9426000 | #REF! | Truc | 4.2 CIRCUIT PROTECTION >1000A
LV848161 | TOP VERTIC REAR CONNECT - MTZ3 40/50 4P | 12246300 | 11133000 | #REF! | Truc | 4.2 CIRCUIT PROTECTION >1000A
LV848162 | TOP VERTIC REAR CONNECT - MTZ3 63 4P | 24622400 | 22384000 | #REF! | Truc | 4.2 CIRCUIT PROTECTION >1000A
LV848163 | BOTTOM VERTIC REAR CONNECT MTZ2 08/20 4P | 4453900 | 4049000 | #REF! | Truc | 4.2 CIRCUIT PROTECTION >1000A
LV848164 | BOTTOM VERTIC REAR CONNECT MTZ2 25/32 4P | 6123700 | 5567000 | #REF! | Truc | 4.2 CIRCUIT PROTECTION >1000A
LV848165 | BOTTOM VERTIC REAR CONNECT - MTZ2 40 4P | 10368600 | 9426000 | #REF! | Truc | 4.2 CIRCUIT PROTECTION >1000A
LV848166 | BOTTOM VERTIC REAR CONNEC MTZ3 40/50 4P | 12246300 | 11133000 | #REF! | Truc | 4.2 CIRCUIT PROTECTION >1000A
LV848167 | BOTTOM VERTIC REAR CONNECT - MTZ3 63 4P | 24622400 | 22384000 | #REF! | Truc | 4.2 CIRCUIT PROTECTION >1000A
LV848168 | TOP HORIZ REAR CONNECT - MTZ2 08/20 4P | 4453900 | 4049000 | #REF! | Truc | 4.2 CIRCUIT PROTECTION >1000A
LV848169 | TOP HORIZ REAR CONNECT - MTZ2 25/32 4P | 6123700 | 5567000 | #REF! | Truc | 4.2 CIRCUIT PROTECTION >1000A
LV848170 | TOP HORIZ REAR CONNECT - MTZ2 40 4P | 10368600 | 9426000 | #REF! | Truc | 4.2 CIRCUIT PROTECTION >1000A
LV848171 | TOP HORIZ REAR CONNECT - MTZ3 40/50 4P | 12246300 | 11133000 | #REF! | Truc | 4.2 CIRCUIT PROTECTION >1000A
LV848173 | BOTTOM HORIZ REAR CONNECT -MTZ2 08/20 4P | 4453900 | 4049000 | #REF! | Truc | 4.2 CIRCUIT PROTECTION >1000A
LV848174 | BOTTOM HORIZ REAR CONNECT -MTZ2 25/32 4P | 6123700 | 5567000 | #REF! | Truc | 4.2 CIRCUIT PROTECTION >1000A
LV848175 | BOTTOM HORIZ REAR CONNECT - MTZ2 40 4P | 10368600 | 9426000 | #REF! | Truc | 4.2 CIRCUIT PROTECTION >1000A
LV848176 | BOTTOM HORIZ REAR CONNECT MTZ3 40/50 4P | 12246300 | 11133000 | #REF! | Truc | 4.2 CIRCUIT PROTECTION >1000A
LV848182SP | CT neutr./ground fault 4000/6300A MTZ2/3 | 51436000 | 46760000 | #REF! | Truc | 4.2 CIRCUIT PROTECTION >1000A
LV848198 | AUXIL. CONTACT 4 OC FOR FIXED MTZ2-3 | 2351800 | 2138000 | #REF! | Truc | 4.2 CIRCUIT PROTECTION >1000A
LV848200 | AUXIL. CONTACT SDE2 FOR FIXED MTZ2-3 | 921800 | 838000 | #REF! | Truc | 4.2 CIRCUIT PROTECTION >1000A
LV848201 | AUXIL CONTACT SDE2 LOW LEVEL -FIX MTZ2-3 | 1167100 | 1061000 | #REF! | Truc | 4.2 CIRCUIT PROTECTION >1000A
LV848202 | REMOTE RESET 110/130VAC FOR FIXED MTZ2-3 | 6349200 | 5772000 | #REF! | Truc | 4.2 CIRCUIT PROTECTION >1000A
LV848203 | REMOTE RESET 220/240VAC FOR FIXED MTZ2-3 | 7481100 | 6801000 | #REF! | Truc | 4.2 CIRCUIT PROTECTION >1000A
LV848206 | MOTORMECA MCH 24/30VDC - FIXED MTZ2-3 | 15860900 | 14419000 | #REF! | Truc | 4.2 CIRCUIT PROTECTION >1000A
LV848207 | MOTORMECA MCH 48/60VDC AC - FIXED MTZ2-3 | 15860900 | 14419000 | #REF! | Truc | 4.2 CIRCUIT PROTECTION >1000A
LV848208 | MOTORMECA MCH 100/130VDC - FIXED MTZ2-3 | 15860900 | 14419000 | #REF! | Truc | 4.2 CIRCUIT PROTECTION >1000A
LV848209 | MOTORMECA MCH 200/250VDC - FIXED MTZ2-3 | 15860900 | 14419000 | #REF! | Truc | 4.2 CIRCUIT PROTECTION >1000A
LV848211 | MOTORMECA MCH 100/130VAC - FIXED MTZ2-3 | 15860900 | 14419000 | #REF! | Truc | 4.2 CIRCUIT PROTECTION >1000A
LV848212 | MOTORMECA MCH 200/240VAC - FIXED MTZ2-3 | 15860900 | 14419000 | #REF! | Truc | 4.2 CIRCUIT PROTECTION >1000A
LV848213 | MOTORMECA MCH 250/277VAC - FIXED MTZ2-3 | 15860900 | 14419000 | #REF! | Truc | 4.2 CIRCUIT PROTECTION >1000A
LV848214 | MOTORMECA MCH 380/415VAC - FIXED MTZ2-3 | 15860900 | 14419000 | #REF! | Truc | 4.2 CIRCUIT PROTECTION >1000A
LV848215 | MOTORMECA MCH 440/480VAC - FIXED MTZ2-3 | 15860900 | 14419000 | #REF! | Truc | 4.2 CIRCUIT PROTECTION >1000A
LV848231 | CIRCUIT BREAKER MTZ2 08 H1 3P DRAWOUT | 58051400 | 52774000 | #REF! | Truc | 4.2 CIRCUIT PROTECTION >1000A
LV848232 | CIRCUIT BREAKER MTZ2 08 H2 3P DRAWOUT | 88347600 | 80316000 | #REF! | Truc | 4.2 CIRCUIT PROTECTION >1000A
LV848233 | CIRCUIT BREAKER MTZ2 08 L1 3P DRAWOUT | 55077000 | 50070000 | #REF! | Truc | 4.2 CIRCUIT PROTECTION >1000A
LV848238 | CIRCUIT BREAKER MTZ2 08 H1 4P DRAWOUT | 76710700 | 69737000 | #REF! | Truc | 4.2 CIRCUIT PROTECTION >1000A
LV848239 | CIRCUIT BREAKER MTZ2 08 H2 4P DRAWOUT | 118813200 | 108012000 | #REF! | Truc | 4.2 CIRCUIT PROTECTION >1000A
LV848240 | CIRCUIT BREAKER MTZ2 08 L1 4P DRAWOUT | 71490100 | 64991000 | #REF! | Truc | 4.2 CIRCUIT PROTECTION >1000A
LV848245 | CIRCUIT BREAKER MTZ2 10 H1 3P DRAWOUT | 65539100 | 59581000 | #REF! | Truc | 4.2 CIRCUIT PROTECTION >1000A
LV848246 | CIRCUIT BREAKER MTZ2 10 H2 3P DRAWOUT | 98125500 | 89205000 | #REF! | Truc | 4.2 CIRCUIT PROTECTION >1000A
LV848247 | CIRCUIT BREAKER MTZ2 10 L1 3P DRAWOUT | 58855500 | 53505000 | #REF! | Truc | 4.2 CIRCUIT PROTECTION >1000A
LV848252 | CIRCUIT BREAKER MTZ2 10 H1 4P DRAWOUT | 81274600 | 73886000 | #REF! | Truc | 4.2 CIRCUIT PROTECTION >1000A
LV848253 | CIRCUIT BREAKER MTZ2 10 H2 4P DRAWOUT | 127290900 | 115719000 | #REF! | Truc | 4.2 CIRCUIT PROTECTION >1000A
LV848254 | CIRCUIT BREAKER MTZ2 10 L1 4P DRAWOUT | 76106800 | 69188000 | #REF! | Truc | 4.2 CIRCUIT PROTECTION >1000A
LV848259 | CIRCUIT BREAKER MTZ2 12 H1 3P DRAWOUT | 69118500 | 62835000 | #REF! | Truc | 4.2 CIRCUIT PROTECTION >1000A
LV848260 | CIRCUIT BREAKER MTZ2 12 H2 3P DRAWOUT | 97928600 | 89026000 | #REF! | Truc | 4.2 CIRCUIT PROTECTION >1000A
LV848261 | CIRCUIT BREAKER MTZ2 12 L1 3P DRAWOUT | 64311500 | 58465000 | #REF! | Truc | 4.2 CIRCUIT PROTECTION >1000A
LV848266 | CIRCUIT BREAKER MTZ2 12 H1 4P DRAWOUT | 84628500 | 76935000 | #REF! | Truc | 4.2 CIRCUIT PROTECTION >1000A
LV848267 | CIRCUIT BREAKER MTZ2 12 H2 4P DRAWOUT | 133491600 | 121356000 | #REF! | Truc | 4.2 CIRCUIT PROTECTION >1000A
LV848268 | CIRCUIT BREAKER MTZ2 12 L1 4P DRAWOUT | 81563900 | 74149000 | #REF! | Truc | 4.2 CIRCUIT PROTECTION >1000A
LV848273 | CIRCUIT BREAKER MTZ2 16 H1 3P DRAWOUT | 89034000 | 80940000 | #REF! | Truc | 4.2 CIRCUIT PROTECTION >1000A
LV848274 | CIRCUIT BREAKER MTZ2 16 H2 3P DRAWOUT | 124801600 | 113456000 | #REF! | Truc | 4.2 CIRCUIT PROTECTION >1000A
LV848275 | CIRCUIT BREAKER MTZ2 16 L1 3P DRAWOUT | 82781600 | 75256000 | #REF! | Truc | 4.2 CIRCUIT PROTECTION >1000A
LV848280 | CIRCUIT BREAKER MTZ2 16 H1 4P DRAWOUT | 116850800 | 106228000 | #REF! | Truc | 4.2 CIRCUIT PROTECTION >1000A
LV848281 | CIRCUIT BREAKER MTZ2 16 H2 4P DRAWOUT | 163841700 | 148947000 | #REF! | Truc | 4.2 CIRCUIT PROTECTION >1000A
LV848282 | CIRCUIT BREAKER MTZ2 16 L1 4P DRAWOUT | 105336000 | 95760000 | #REF! | Truc | 4.2 CIRCUIT PROTECTION >1000A
LV848287 | CIRCUIT BREAKER MTZ2 20 H1 3P DRAWOUT | 99268400 | 90244000 | #REF! | Truc | 4.2 CIRCUIT PROTECTION >1000A
LV848288 | CIRCUIT BREAKER MTZ2 20 H2 3P DRAWOUT | 162490900 | 147719000 | #REF! | Truc | 4.2 CIRCUIT PROTECTION >1000A
LV848289 | CIRCUIT BREAKER MTZ2 20 H3 3P DRAWOUT | 120061700 | 109147000 | #REF! | Truc | 4.2 CIRCUIT PROTECTION >1000A
LV848290 | CIRCUIT BREAKER MTZ2 20 L1 3P DRAWOUT | 85809900 | 78009000 | #REF! | Truc | 4.2 CIRCUIT PROTECTION >1000A
LV848294 | CIRCUIT BREAKER MTZ2 20 H1 4P DRAWOUT | 135323100 | 123021000 | #REF! | Truc | 4.2 CIRCUIT PROTECTION >1000A
LV848295 | CIRCUIT BREAKER MTZ2 20 H2 4P DRAWOUT | 202697000 | 184270000 | #REF! | Truc | 4.2 CIRCUIT PROTECTION >1000A
LV848296 | CIRCUIT BREAKER MTZ2 20 H3 4P DRAWOUT | 152306000 | 138460000 | #REF! | Truc | 4.2 CIRCUIT PROTECTION >1000A
LV848297 | CIRCUIT BREAKER MTZ2 20 L1 4P DRAWOUT | 111345300 | 101223000 | #REF! | Truc | 4.2 CIRCUIT PROTECTION >1000A
LV848300 | CIRCUIT BREAKER MTZ2 25 H1 3P DRAWOUT | 149200700 | 135637000 | #REF! | Truc | 4.2 CIRCUIT PROTECTION >1000A
LV848301 | CIRCUIT BREAKER MTZ2 25 H2 3P DRAWOUT | 215810100 | 196191000 | #REF! | Truc | 4.2 CIRCUIT PROTECTION >1000A
LV848302 | CIRCUIT BREAKER MTZ2 25 H3 3P DRAWOUT | 156869900 | 142609000 | #REF! | Truc | 4.2 CIRCUIT PROTECTION >1000A
LV848306 | CIRCUIT BREAKER MTZ2 25 H1 4P DRAWOUT | 193605500 | 176005000 | #REF! | Truc | 4.2 CIRCUIT PROTECTION >1000A
LV848307 | CIRCUIT BREAKER MTZ2 25 H2 4P DRAWOUT | 270563700 | 245967000 | #REF! | Truc | 4.2 CIRCUIT PROTECTION >1000A
LV848308 | CIRCUIT BREAKER MTZ2 25 H3 4P DRAWOUT | 196871400 | 178974000 | #REF! | Truc | 4.2 CIRCUIT PROTECTION >1000A
LV848312 | CIRCUIT BREAKER MTZ2 32 H1 3P DRAWOUT | 206690000 | 187900000 | #REF! | Truc | 4.2 CIRCUIT PROTECTION >1000A
LV848313 | CIRCUIT BREAKER MTZ2 32 H2 3P DRAWOUT | 289796100 | 263451000 | #REF! | Truc | 4.2 CIRCUIT PROTECTION >1000A
LV848314 | CIRCUIT BREAKER MTZ2 32 H3 3P DRAWOUT | 202484700 | 184077000 | #REF! | Truc | 4.2 CIRCUIT PROTECTION >1000A
LV848317 | CIRCUIT BREAKER MTZ2 32 H1 4P DRAWOUT | 245965500 | 223605000 | #REF! | Truc | 4.2 CIRCUIT PROTECTION >1000A
LV848318 | CIRCUIT BREAKER MTZ2 32 H2 4P DRAWOUT | 354066900 | 321879000 | #REF! | Truc | 4.2 CIRCUIT PROTECTION >1000A
LV848319 | CIRCUIT BREAKER MTZ2 32 H3 4P DRAWOUT | 257093100 | 233721000 | #REF! | Truc | 4.2 CIRCUIT PROTECTION >1000A
LV848322 | CIRCUIT BREAKER MTZ2 40 H1 3P DRAWOUT | 318319100 | 289381000 | #REF! | Truc | 4.2 CIRCUIT PROTECTION >1000A
LV848323 | CIRCUIT BREAKER MTZ2 40 H2 3P DRAWOUT | 430038400 | 390944000 | #REF! | Truc | 4.2 CIRCUIT PROTECTION >1000A
LV848324 | CIRCUIT BREAKER MTZ2 40 H3 3P DRAWOUT | 279264700 | 253877000 | #REF! | Truc | 4.2 CIRCUIT PROTECTION >1000A
LV848327 | CIRCUIT BREAKER MTZ2 40 H1 4P DRAWOUT | 390067700 | 354607000 | #REF! | Truc | 4.2 CIRCUIT PROTECTION >1000A
LV848328 | CIRCUIT BREAKER MTZ2 40 H2 4P DRAWOUT | 511633100 | 465121000 | #REF! | Truc | 4.2 CIRCUIT PROTECTION >1000A
LV848329 | CIRCUIT BREAKER MTZ2 40 H3 4P DRAWOUT | 351874600 | 319886000 | #REF! | Truc | 4.2 CIRCUIT PROTECTION >1000A
LV848336 | CIRCUIT BREAKER MTZ3 40 H1 3P DRAWOUT | 411139300 | 373763000 | #REF! | Truc | 4.2 CIRCUIT PROTECTION >1000A
LV848337 | CIRCUIT BREAKER MTZ3 40 H2 3P DRAWOUT | 582281700 | 529347000 | #REF! | Truc | 4.2 CIRCUIT PROTECTION >1000A
LV848339 | CIRCUIT BREAKER MTZ3 40 H1 4P DRAWOUT | 557356800 | 506688000 | #REF! | Truc | 4.2 CIRCUIT PROTECTION >1000A
LV848340 | CIRCUIT BREAKER MTZ3 40 H2 4P DRAWOUT | 695780800 | 632528000 | #REF! | Truc | 4.2 CIRCUIT PROTECTION >1000A
LV848342 | CIRCUIT BREAKER MTZ3 50 H1 3P DRAWOUT | 554318600 | 503926000 | #REF! | Truc | 4.2 CIRCUIT PROTECTION >1000A
LV848343 | CIRCUIT BREAKER MTZ3 50 H2 3P DRAWOUT | 763722300 | 694293000 | #REF! | Truc | 4.2 CIRCUIT PROTECTION >1000A
LV848345 | CIRCUIT BREAKER MTZ3 50 H1 4P DRAWOUT | 735181700 | 668347000 | #REF! | Truc | 4.2 CIRCUIT PROTECTION >1000A
LV848346 | CIRCUIT BREAKER MTZ3 50 H2 4P DRAWOUT | 910948500 | 828135000 | #REF! | Truc | 4.2 CIRCUIT PROTECTION >1000A
LV848348 | CIRCUIT BREAKER MTZ3 63 H1 3P DRAWOUT | 762479300 | 693163000 | #REF! | Truc | 4.2 CIRCUIT PROTECTION >1000A
LV848349 | CIRCUIT BREAKER MTZ3 63 H2 3P DRAWOUT | 1027367000 | 933970000 | #REF! | Truc | 4.2 CIRCUIT PROTECTION >1000A
LV848351 | CIRCUIT BREAKER MTZ3 63 H1 4P DRAWOUT | 1038774000 | 944340000 | #REF! | Truc | 4.2 CIRCUIT PROTECTION >1000A
LV848352 | CIRCUIT BREAKER MTZ3 63 H2 4P DRAWOUT | 1204361400 | 1094874000 | #REF! | Truc | 4.2 CIRCUIT PROTECTION >1000A
LV848362 | CONTROL UNIT 7.0X COM WO AAF -D/O MTZ2/3 | 68295700 | 62087000 | #REF! | Truc | 4.2 CIRCUIT PROTECTION >1000A
LV848382 | M2C PROGRAM. CONTACTS - DRAWOUT MTZ2-3 | 9480900 | 8619000 | #REF! | Truc | 4.2 CIRCUIT PROTECTION >1000A
LV848392 | CHASSIS MTZ2 8/16 N1 N2 NA H1 HA H10 3P | 27638600 | 25126000 | #REF! | Truc | 4.2 CIRCUIT PROTECTION >1000A
LV848393 | CHASSIS MTZ2 8/16 H2 HF H1B AND 2000A 3P | 34015300 | 30923000 | #REF! | Truc | 4.2 CIRCUIT PROTECTION >1000A
LV848394 | CHASSIS MTZ2 2500A 3P | 29935400 | 27214000 | #REF! | Truc | 4.2 CIRCUIT PROTECTION >1000A
LV848395 | CHASSIS MTZ2 3200A 3P | 40891400 | 37174000 | #REF! | Truc | 4.2 CIRCUIT PROTECTION >1000A
LV848396 | CHASSIS MTZ2 4000A 3P | 43698600 | 39726000 | #REF! | Truc | 4.2 CIRCUIT PROTECTION >1000A
LV848397 | CHASSIS MTZ3 40/63 H1 H2 HA 3P | 95049900 | 86409000 | #REF! | Truc | 4.2 CIRCUIT PROTECTION >1000A
LV848399 | CHASSIS MTZ2 800/1600A L1 3P | 37481400 | 34074000 | #REF! | Truc | 4.2 CIRCUIT PROTECTION >1000A
LV848400 | CHASSIS MTZ2 2000A L1 3P | 45481700 | 41347000 | #REF! | Truc | 4.2 CIRCUIT PROTECTION >1000A
LV848404 | CHASSIS MTZ2 8/16 N1 N2 NA H1 HA H10 4P | 33814000 | 30740000 | #REF! | Truc | 4.2 CIRCUIT PROTECTION >1000A
LV848405 | CHASSIS MTZ2 8/16 H2 HF H1B 2000A 4P | 37238300 | 33853000 | #REF! | Truc | 4.2 CIRCUIT PROTECTION >1000A
LV848406 | CHASSIS MTZ2 2500A 4P | 37238300 | 33853000 | #REF! | Truc | 4.2 CIRCUIT PROTECTION >1000A
LV848407 | CHASSIS MTZ2 3200A 4P | 51850700 | 47137000 | #REF! | Truc | 4.2 CIRCUIT PROTECTION >1000A
LV848408 | CHASSIS MTZ2 4000A 4P | 55590700 | 50537000 | #REF! | Truc | 4.2 CIRCUIT PROTECTION >1000A
LV848409 | CHASSIS MTZ3 40/63 H1 H2 HA 4P | 118472200 | 107702000 | #REF! | Truc | 4.2 CIRCUIT PROTECTION >1000A
LV848411 | CHASSIS MTZ2 800/1600A L1 4P | 46801700 | 42547000 | #REF! | Truc | 4.2 CIRCUIT PROTECTION >1000A
LV848412 | CHASSIS MTZ2 2000A L1 4P | 57952400 | 52684000 | #REF! | Truc | 4.2 CIRCUIT PROTECTION >1000A
LV848413 | TOP FRONT CONNECT - CHASSIS MTZ2 20 3P | 14243900 | 12949000 | #REF! | Truc | 4.2 CIRCUIT PROTECTION >1000A
LV848414 | BOTTOM FRONT CONNECT CHASSIS MTZ2 20 3P | 14243900 | 12949000 | #REF! | Truc | 4.2 CIRCUIT PROTECTION >1000A
LV848415 | TOP FRONT CONNECT -CHASSIS MTZ2 08/16 3P | 7613100 | 6921000 | #REF! | Truc | 4.2 CIRCUIT PROTECTION >1000A
LV848416 | TOP FRONT CONNECT -CHASSIS MTZ2 25/32 3P | 21323500 | 19385000 | #REF! | Truc | 4.2 CIRCUIT PROTECTION >1000A
LV848417 | TOP FRONT CONNECT - CHASSIS MTZ2 20 4P | 21305900 | 19369000 | #REF! | Truc | 4.2 CIRCUIT PROTECTION >1000A
LV848418 | BOTTOM FRONT CONNECT CHASS MTZ2 08/16 3P | 7613100 | 6921000 | #REF! | Truc | 4.2 CIRCUIT PROTECTION >1000A
LV848419 | BOTT FRONT CONNECT CHASSIS MTZ2 25/32 3P | 21323500 | 19385000 | #REF! | Truc | 4.2 CIRCUIT PROTECTION >1000A
LV848420 | BOTTOM FRONT CONNECT CHASSIS MTZ2 20 4P | 21305900 | 19369000 | #REF! | Truc | 4.2 CIRCUIT PROTECTION >1000A
LV848421SP | 3P DISCONNECT FRONT ADAPTER - MTZ2 16 | 19159800 | 17418000 | #REF! | Truc | 4.2 CIRCUIT PROTECTION >1000A
LV848422SP | 3P DISCONNECT FRONT ADAPTER - MTZ2 20/32 | 23090100 | 20991000 | #REF! | Truc | 4.2 CIRCUIT PROTECTION >1000A
LV848424SP | 4P DISCONNECT FRONT ADAPTER - MTZ2 16 | 23966800 | 21788000 | #REF! | Truc | 4.2 CIRCUIT PROTECTION >1000A
LV848425SP | 4P DISCONNECT FRONT ADAPTER - MTZ2 20/32 | 28485600 | 25896000 | #REF! | Truc | 4.2 CIRCUIT PROTECTION >1000A
LV848441 | TOP FRONT CONNECT -CHASSIS MTZ2 08/16 4P | 7344700 | 6677000 | #REF! | Truc | 4.2 CIRCUIT PROTECTION >1000A
LV848442 | TOP FRONT CONNECT -CHASSIS MTZ2 25/32 4P | 21305900 | 19369000 | #REF! | Truc | 4.2 CIRCUIT PROTECTION >1000A
LV848444 | BOTTOM FRONT CONNECT CHASS MTZ2 08/16 4P | 7344700 | 6677000 | #REF! | Truc | 4.2 CIRCUIT PROTECTION >1000A
LV848445 | BOTT FRONT CONNECT CHASSIS MTZ2 25/32 4P | 21305900 | 19369000 | #REF! | Truc | 4.2 CIRCUIT PROTECTION >1000A
LV848449 | COIL XF COM 24/30VDC 24VAC - D/O MTZ2-3 | 6680300 | 6073000 | #REF! | Truc | 4.2 CIRCUIT PROTECTION >1000A
LV848450 | COIL XF COM 48/60VDC 48VAC - D/O MTZ2-3 | 6680300 | 6073000 | #REF! | Truc | 4.2 CIRCUIT PROTECTION >1000A
LV848451 | COIL XF COM 100/130VDC AC - D/O MTZ2-3 | 6680300 | 6073000 | #REF! | Truc | 4.2 CIRCUIT PROTECTION >1000A
LV848452 | COIL XF COM 200/250VDC AC - D/O MTZ2-3 | 6680300 | 6073000 | #REF! | Truc | 4.2 CIRCUIT PROTECTION >1000A
LV848453 | COIL XF COM 277V AC FOR - D/O MTZ2-3 | 6680300 | 6073000 | #REF! | Truc | 4.2 CIRCUIT PROTECTION >1000A
LV848454 | COIL XF COM 380/480V AC FOR D/O MTZ2-3 | 6680300 | 6073000 | #REF! | Truc | 4.2 CIRCUIT PROTECTION >1000A
LV848458 | COIL MX COM 24/30VDC 24VAC - D/O MTZ2-3 | 6680300 | 6073000 | #REF! | Truc | 4.2 CIRCUIT PROTECTION >1000A
LV848459 | COIL MX COM 48/60VDC 48VAC - D/O MTZ2-3 | 6680300 | 6073000 | #REF! | Truc | 4.2 CIRCUIT PROTECTION >1000A
LV848460 | COIL MX COM 100/130VDC AC - D/O MTZ2-3 | 6680300 | 6073000 | #REF! | Truc | 4.2 CIRCUIT PROTECTION >1000A
LV848461 | COIL MX COM 200/250VDC AC - D/O MTZ2-3 | 6680300 | 6073000 | #REF! | Truc | 4.2 CIRCUIT PROTECTION >1000A
LV848462 | COIL MX COM 277V AC - DRAWOUT MTZ2-3 | 6680300 | 6073000 | #REF! | Truc | 4.2 CIRCUIT PROTECTION >1000A
LV848463 | COIL MX COM 380/480V AC - DRAWOUT MTZ2-3 | 6680300 | 6073000 | #REF! | Truc | 4.2 CIRCUIT PROTECTION >1000A
LV848468 | AUXIL. CONTACT 4 OC FOR DRAWOUT MTZ2-3 | 2351800 | 2138000 | #REF! | Truc | 4.2 CIRCUIT PROTECTION >1000A
LV848469 | READY-TO-CLOSE CONTACT - DRAWOUT MTZ2-3 | 1353000 | 1230000 | #REF! | Truc | 4.2 CIRCUIT PROTECTION >1000A
LV848470 | LOW-LEVEL READY-TO-CLOSE - DRAWOU MTZ2-3 | 2029500 | 1845000 | #REF! | Truc | 4.2 CIRCUIT PROTECTION >1000A
LV848472 | REMOTE RESET 110/130VAC - DRAWOUT MTZ2-3 | 6249100 | 5681000 | #REF! | Truc | 4.2 CIRCUIT PROTECTION >1000A
LV848473 | REMOTE RESET 220/240VAC - DRAWOUT MTZ2-3 | 7114800 | 6468000 | #REF! | Truc | 4.2 CIRCUIT PROTECTION >1000A
LV848475 | AUXIL. CONTACT SDE2 FOR DRAWOUT MTZ2-3 | 921800 | 838000 | #REF! | Truc | 4.2 CIRCUIT PROTECTION >1000A
LV848476 | AUXIL CONTACT SDE2 LOW LEVEL -D/O MTZ2-3 | 1167100 | 1061000 | #REF! | Truc | 4.2 CIRCUIT PROTECTION >1000A
LV848477 | EF CONTACT CLOSED/PLUGGED - D/O MTZ2-3 | 1651100 | 1501000 | #REF! | Truc | 4.2 CIRCUIT PROTECTION >1000A
LV848478 | LOW-LEVEL EF CLOSED/PLUGGED - D/O MTZ2-3 | 2091100 | 1901000 | #REF! | Truc | 4.2 CIRCUIT PROTECTION >1000A
LV848481 | COIL XF 24/30VDC 24VAC - DRAWOUT MTZ2-3 | 6072000 | 5520000 | #REF! | Truc | 4.2 CIRCUIT PROTECTION >1000A
LV848482 | COIL XF 48/60VDC 48VAC - DRAWOUT MTZ2-3 | 6072000 | 5520000 | #REF! | Truc | 4.2 CIRCUIT PROTECTION >1000A
LV848483 | COIL XF 100/130VDC AC FOR DRAWOUT MTZ2-3 | 6072000 | 5520000 | #REF! | Truc | 4.2 CIRCUIT PROTECTION >1000A
LV848484 | COIL XF 200/250VDC AC FOR DRAWOUT MTZ2-3 | 6072000 | 5520000 | #REF! | Truc | 4.2 CIRCUIT PROTECTION >1000A
LV848485 | COIL XF 277V AC FOR DRAWOUT MTZ2-3 | 6072000 | 5520000 | #REF! | Truc | 4.2 CIRCUIT PROTECTION >1000A
LV848486 | COIL XF 380/480V AC FOR DRAWOUT MTZ2-3 | 6072000 | 5520000 | #REF! | Truc | 4.2 CIRCUIT PROTECTION >1000A
LV848491 | COIL MX 24/30VDC 24VAC - DRAWOUT MTZ2-3 | 6072000 | 5520000 | #REF! | Truc | 4.2 CIRCUIT PROTECTION >1000A
LV848492 | COIL MX 48/60VDC 48VAC - DRAWOUT MTZ2-3 | 6072000 | 5520000 | #REF! | Truc | 4.2 CIRCUIT PROTECTION >1000A
LV848493 | COIL MX 100/130VDC AC FOR DRAWOUT MTZ2-3 | 6072000 | 5520000 | #REF! | Truc | 4.2 CIRCUIT PROTECTION >1000A
LV848494 | COIL MX 200/250VDC AC FOR DRAWOUT MTZ2-3 | 6072000 | 5520000 | #REF! | Truc | 4.2 CIRCUIT PROTECTION >1000A
LV848495 | COIL MX 277V AC FOR DRAWOUT MTZ2-3 | 6072000 | 5520000 | #REF! | Truc | 4.2 CIRCUIT PROTECTION >1000A
LV848496 | COIL MX 380/480V AC FOR DRAWOUT MTZ2-3 | 6072000 | 5520000 | #REF! | Truc | 4.2 CIRCUIT PROTECTION >1000A
LV848498 | CONTROL UNIT 2.0X COM WO AAF -D/O MTZ2/3 | 32976900 | 29979000 | #REF! | Truc | 4.2 CIRCUIT PROTECTION >1000A
LV848499 | CONTROL UNIT 5.0X COM WO AAF -D/O MTZ2/3 | 62943100 | 57221000 | #REF! | Truc | 4.2 CIRCUIT PROTECTION >1000A
LV848500 | CONTROL UNIT 6.0X COM WO AAF -D/O MTZ2/3 | 65084800 | 59168000 | #REF! | Truc | 4.2 CIRCUIT PROTECTION >1000A
LV848501 | COIL MN 24/30VDC 24VAC - DRAWOUT MTZ2-3 | 6072000 | 5520000 | #REF! | Truc | 4.2 CIRCUIT PROTECTION >1000A
LV848502 | COIL MN 48/60VDC 48VAC - DRAWOUT MTZ2-3 | 6072000 | 5520000 | #REF! | Truc | 4.2 CIRCUIT PROTECTION >1000A
LV848503 | COIL MN 100/130VDC AC FOR DRAWOUT MTZ2-3 | 6072000 | 5520000 | #REF! | Truc | 4.2 CIRCUIT PROTECTION >1000A
LV848504 | COIL MN 200/250VDC AC FOR DRAWOUT MTZ2-3 | 6072000 | 5520000 | #REF! | Truc | 4.2 CIRCUIT PROTECTION >1000A
LV848506 | COIL MN 380/480V AC FOR DRAWOUT MTZ2-3 | 6072000 | 5520000 | #REF! | Truc | 4.2 CIRCUIT PROTECTION >1000A
LV848511 | COIL MX2 24/30VDC 24VAC - DRAWOUT MTZ2-3 | 6072000 | 5520000 | #REF! | Truc | 4.2 CIRCUIT PROTECTION >1000A
LV848512 | COIL MX2 48/60VDC 48VAC - DRAWOUT MTZ2-3 | 6072000 | 5520000 | #REF! | Truc | 4.2 CIRCUIT PROTECTION >1000A
LV848513 | COIL MX2 100/130VDC AC - DRAWOUT MTZ2-3 | 6072000 | 5520000 | #REF! | Truc | 4.2 CIRCUIT PROTECTION >1000A
LV848514 | COIL MX2 200/250VDC AC - DRAWOUT MTZ2-3 | 6072000 | 5520000 | #REF! | Truc | 4.2 CIRCUIT PROTECTION >1000A
LV848515 | COIL MX2 277V AC FOR DRAWOUT MTZ2-3 | 6072000 | 5520000 | #REF! | Truc | 4.2 CIRCUIT PROTECTION >1000A
LV848516 | COIL MX2 380/480V AC FOR DRAWOUT MTZ2-3 | 6072000 | 5520000 | #REF! | Truc | 4.2 CIRCUIT PROTECTION >1000A
LV848521 | MOTORMECA MCH 24/30VDC - DRAWOUT MTZ2-3 | 15860900 | 14419000 | #REF! | Truc | 4.2 CIRCUIT PROTECTION >1000A
LV848522 | MOTORMECA MCH 48/60VDC 48VAC -D/O MTZ2-3 | 15860900 | 14419000 | #REF! | Truc | 4.2 CIRCUIT PROTECTION >1000A
LV848523 | MOTORMECA MCH 100/130VDC -DRAWOUT MTZ2-3 | 15860900 | 14419000 | #REF! | Truc | 4.2 CIRCUIT PROTECTION >1000A
LV848524 | MOTORMECA MCH 200/250VDC -DRAWOUT MTZ2-3 | 15860900 | 14419000 | #REF! | Truc | 4.2 CIRCUIT PROTECTION >1000A
LV848526 | MOTORMECA MCH 100/130VAC -DRAWOUT MTZ2-3 | 15860900 | 14419000 | #REF! | Truc | 4.2 CIRCUIT PROTECTION >1000A
LV848527 | MOTORMECA MCH 200/240VAC -DRAWOUT MTZ2-3 | 15860900 | 14419000 | #REF! | Truc | 4.2 CIRCUIT PROTECTION >1000A
LV848528 | MOTORMECA MCH 250/277VAC -DRAWOUT MTZ2-3 | 15860900 | 14419000 | #REF! | Truc | 4.2 CIRCUIT PROTECTION >1000A
LV848529 | MOTORMECA MCH 380/415VAC -DRAWOUT MTZ2-3 | 15860900 | 14419000 | #REF! | Truc | 4.2 CIRCUIT PROTECTION >1000A
LV848530 | MOTORMECA MCH 440/480VAC -DRAWOUT MTZ2-3 | 15860900 | 14419000 | #REF! | Truc | 4.2 CIRCUIT PROTECTION >1000A
LV848533 | VOLTAGE MEASUREMENT INPUT - DRAW. MTZ2-3 | 2429900 | 2209000 | #REF! | Truc | 4.2 CIRCUIT PROTECTION >1000A
LV848534 | BPFE ELECTRICAL CLOSING PUSHBUTTON MTZ | 3808200 | 3462000 | #REF! | Truc | 4.2 CIRCUIT PROTECTION >1000A
LV848535 | OPERATION COUNTER MECHANICAL FOR MTZ2-3 | 2170300 | 1973000 | #REF! | Truc | 4.2 CIRCUIT PROTECTION >1000A
LV848536 | PUSHBUTTON LOCKING COVER MTZ2-3 | 798600 | 726000 | #REF! | Truc | 4.2 CIRCUIT PROTECTION >1000A
LV848539 | OFF POSITION PADLOCKING FOR MTZ2-3 | 1632400 | 1484000 | #REF! | Truc | 4.2 CIRCUIT PROTECTION >1000A
LV848539SP | OFF-position locking padlock_MTZ2/3 sp | 2373800 | 2158000 | #REF! | Truc | 4.2 CIRCUIT PROTECTION >1000A
LV848541SP | OFF LOCK ADAPT KIT PROFALUX/RONIS MTZ2/3 | 2846800 | 2588000 | #REF! | Truc | 4.2 CIRCUIT PROTECTION >1000A
LV848542SP | OFF LOCKING ADAPT KIT KIRK FOR MTZ2/3 | 5646300 | 5133000 | #REF! | Truc | 4.2 CIRCUIT PROTECTION >1000A
LV848543SP | OFF LOCKING ADAPT KIT CASTELL FOR MTZ2/3 | 7287500 | 6625000 | #REF! | Truc | 4.2 CIRCUIT PROTECTION >1000A
LV848545 | OFF LOCKING 1 PROFALUX KEYLOCK - MTZ2-3 | 5010500 | 4555000 | #REF! | Truc | 4.2 CIRCUIT PROTECTION >1000A
LV848546 | OFF LOCKING 2 PROFALUX KEYLOCK - MTZ2-3 | 6956400 | 6324000 | #REF! | Truc | 4.2 CIRCUIT PROTECTION >1000A
LV848547 | OFF LOCKING 2 DIFF PROFALUX KEY - MTZ2-3 | 7791300 | 7083000 | #REF! | Truc | 4.2 CIRCUIT PROTECTION >1000A
LV848549 | OFF LOCKING 1 RONIS KEYLOCK - MTZ2-3 | 4277900 | 3889000 | #REF! | Truc | 4.2 CIRCUIT PROTECTION >1000A
LV848550 | OFF LOCKING 2 RONIS KEYLOCK - MTZ2-3 | 5802500 | 5275000 | #REF! | Truc | 4.2 CIRCUIT PROTECTION >1000A
LV848551 | OFF LOCKING 2 DIFF RONIS KEYLOCK -MTZ2-3 | 6000500 | 5455000 | #REF! | Truc | 4.2 CIRCUIT PROTECTION >1000A
LV848554 | AUTOMATIC DISCHARG BEFORE REMOVAL MTZ2-3 | 3219700 | 2927000 | #REF! | Truc | 4.2 CIRCUIT PROTECTION >1000A
LV848558 | GROUNDING KIT FOR FIXED MTZ2-3 | 1911800 | 1738000 | #REF! | Truc | 4.2 CIRCUIT PROTECTION >1000A
LV848559 | GROUNDING KIT FOR DRAWOUT MTZ2-3 | 1514700 | 1377000 | #REF! | Truc | 4.2 CIRCUIT PROTECTION >1000A
LV848560 | ACTUATOR AD CE/CD/CT POSIT CONTCT MTZ2-3 | 6384400 | 5804000 | #REF! | Truc | 4.2 CIRCUIT PROTECTION >1000A
LV848564SP | DISCONNEC LOCK KIT PROFALUX/RONIS MTZ2/3 | 599500 | 545000 | #REF! | Truc | 4.2 CIRCUIT PROTECTION >1000A
LV848565SP | DISCONNECTED LOCKING KIT KIRK FOR MTZ2/3 | 3746600 | 3406000 | #REF! | Truc | 4.2 CIRCUIT PROTECTION >1000A
LV848566SP | DISCONNECTED LOCKING KIT CASTELL -MTZ2/3 | 4415400 | 4014000 | #REF! | Truc | 4.2 CIRCUIT PROTECTION >1000A
LV848568 | DISCON. LOCKING 1PROFALUX KEYLOCK MTZ2-3 | 3380300 | 3073000 | #REF! | Truc | 4.2 CIRCUIT PROTECTION >1000A
LV848569 | DISCON. LOCKING 2PROFALUX KEYLOCK MTZ2-3 | 5537400 | 5034000 | #REF! | Truc | 4.2 CIRCUIT PROTECTION >1000A
LV848570 | DISCON. LOCKIN 2DIFF PROFALUX KEY MTZ2-3 | 6372300 | 5793000 | #REF! | Truc | 4.2 CIRCUIT PROTECTION >1000A
LV848572 | DISCON. LOCKING 1 RONIS KEYLOCK - MTZ2-3 | 2695000 | 2450000 | #REF! | Truc | 4.2 CIRCUIT PROTECTION >1000A
LV848573 | DISCON. LOCKING 2 RONIS KEYLOCK - MTZ2-3 | 4173400 | 3794000 | #REF! | Truc | 4.2 CIRCUIT PROTECTION >1000A
LV848574 | DISCON. LOCKING 2 DIFF RONIS KEYS MTZ2-3 | 4370300 | 3973000 | #REF! | Truc | 4.2 CIRCUIT PROTECTION >1000A
LV848579 | DOOR INTERLOCK RIGHT-HAND SIDE - MTZ2-3 | 861300 | 783000 | #REF! | Truc | 4.2 CIRCUIT PROTECTION >1000A
LV848580 | DOOR INTERLOCK LEFT-HAND SIDE - MTZ2-3 | 861300 | 783000 | #REF! | Truc | 4.2 CIRCUIT PROTECTION >1000A
LV848582 | RACKING INTERLOC/OPEN CUBICL DOOR MTZ2-3 | 277200 | 252000 | #REF! | Truc | 4.2 CIRCUIT PROTECTION >1000A
LV848585 | RACKING INTERLOC WITH OFF PUSHBUT MTZ2-3 | 1653300 | 1503000 | #REF! | Truc | 4.2 CIRCUIT PROTECTION >1000A
LV848595 | AUXILIARY TERMINAL SHIELD FOR MTZ2 3P | 687500 | 625000 | #REF! | Truc | 4.2 CIRCUIT PROTECTION >1000A
LV848596 | AUXILIARY TERMINAL SHIELD FOR MTZ2 4P | 729300 | 663000 | #REF! | Truc | 4.2 CIRCUIT PROTECTION >1000A
LV848597 | AUXILIARY TERMINAL SHIELD FOR MTZ3 3P | 4561700 | 4147000 | #REF! | Truc | 4.2 CIRCUIT PROTECTION >1000A
LV848598 | AUXILIARY TERMINAL SHIELD FOR MTZ3 4P | 4735500 | 4305000 | #REF! | Truc | 4.2 CIRCUIT PROTECTION >1000A
LV848599SP | 3 INTERPHASE BARRIERS - REAR FIXED MTZ | 13717000 | 12470000 | #REF! | Truc | 4.2 CIRCUIT PROTECTION >1000A
LV848600SP | 3 INTERPHASE BARRIERS - REAR DRAWOUT MTZ | 5990600 | 5446000 | #REF! | Truc | 4.2 CIRCUIT PROTECTION >1000A
LV848601SP | ESCUTCHEON FOR FIXED MTZ2-3 | 1009800 | 918000 | #REF! | Truc | 4.2 CIRCUIT PROTECTION >1000A
LV848603SP | ESCUTCHEON FOR DRAWOUT MTZ2-3 | 1129700 | 1027000 | #REF! | Truc | 4.2 CIRCUIT PROTECTION >1000A
LV848604SP | TRANSPARENT COVER IP54 - DRAWOUT MTZ2-3 | 10466500 | 9515000 | #REF! | Truc | 4.2 CIRCUIT PROTECTION >1000A
LV848605SP | ESCUTCHEON BLANKING PLATE MTZ2-3 | 2877600 | 2616000 | #REF! | Truc | 4.2 CIRCUIT PROTECTION >1000A
LV848608SP | Cable interlocking MTZ2/3 fixed/drawout | 38101800 | 34638000 | #REF! | Truc | 4.2 CIRCUIT PROTECTION >1000A
LV848609SP | Cable interlocking MTZ2/3 fixed/drawout | 53342300 | 48493000 | #REF! | Truc | 4.2 CIRCUIT PROTECTION >1000A
LV848610SP | Cable interlocking MTZ2/3 fixed/drawout | 38101800 | 34638000 | #REF! | Truc | 4.2 CIRCUIT PROTECTION >1000A
LV848614SP | CABLE-TYPE DOOR INTERLOCKING FOR MTZ2-3 | 42274100 | 38431000 | #REF! | Truc | 4.2 CIRCUIT PROTECTION >1000A
LV848725 | CIRCUIT BREAKER MTZ2 08 H10 3P DRAWOUT | 60702400 | 55184000 | #REF! | Truc | 4.2 CIRCUIT PROTECTION >1000A
LV848726 | CIRCUIT BREAKER MTZ2 10 H10 3P DRAWOUT | 65340000 | 59400000 | #REF! | Truc | 4.2 CIRCUIT PROTECTION >1000A
LV848727 | CIRCUIT BREAKER MTZ2 12 H10 3P DRAWOUT | 68429900 | 62209000 | #REF! | Truc | 4.2 CIRCUIT PROTECTION >1000A
LV848728 | CIRCUIT BREAKER MTZ2 16 H10 3P DRAWOUT | 86871400 | 78974000 | #REF! | Truc | 4.2 CIRCUIT PROTECTION >1000A
LV848729 | CIRCUIT BREAKER MTZ2 20 H10 3P DRAWOUT | 101184600 | 91986000 | #REF! | Truc | 4.2 CIRCUIT PROTECTION >1000A
LV848730 | CIRCUIT BREAKER MTZ2 25 H10 3P DRAWOUT | 123987600 | 112716000 | #REF! | Truc | 4.2 CIRCUIT PROTECTION >1000A
LV848731 | CIRCUIT BREAKER MTZ2 32 H10 3P DRAWOUT | 158799300 | 144363000 | #REF! | Truc | 4.2 CIRCUIT PROTECTION >1000A
LV848732 | CIRCUIT BREAKER MTZ2 40 H10 3P DRAWOUT | 232335400 | 211214000 | #REF! | Truc | 4.2 CIRCUIT PROTECTION >1000A
LV848735 | CIRCUIT BREAKER MTZ2 08 H10 4P DRAWOUT | 76455500 | 69505000 | #REF! | Truc | 4.2 CIRCUIT PROTECTION >1000A
LV848736 | CIRCUIT BREAKER MTZ2 10 H10 4P DRAWOUT | 80427600 | 73116000 | #REF! | Truc | 4.2 CIRCUIT PROTECTION >1000A
LV848737 | CIRCUIT BREAKER MTZ2 12 H10 4P DRAWOUT | 83986100 | 76351000 | #REF! | Truc | 4.2 CIRCUIT PROTECTION >1000A
LV848738 | CIRCUIT BREAKER MTZ2 16 H10 4P DRAWOUT | 108147600 | 98316000 | #REF! | Truc | 4.2 CIRCUIT PROTECTION >1000A
LV848739 | CIRCUIT BREAKER MTZ2 20 H10 4P DRAWOUT | 134143900 | 121949000 | #REF! | Truc | 4.2 CIRCUIT PROTECTION >1000A
LV848740 | CIRCUIT BREAKER MTZ2 25 H10 4P DRAWOUT | 164384000 | 149440000 | #REF! | Truc | 4.2 CIRCUIT PROTECTION >1000A
LV848741 | CIRCUIT BREAKER MTZ2 32 H10 4P DRAWOUT | 204541700 | 185947000 | #REF! | Truc | 4.2 CIRCUIT PROTECTION >1000A
LV848742 | CIRCUIT BREAKER MTZ2 40 H10 4P DRAWOUT | 294549200 | 267772000 | #REF! | Truc | 4.2 CIRCUIT PROTECTION >1000A
LV848891SP | MDGF Summing module - MTZ2/3 fixed-D/O | 29920000 | 27200000 | #REF! | Truc | 4.2 CIRCUIT PROTECTION >1000A
LV848892SP | RESTRAINT INTERFACE MODULE (RIM) 120VAC | 30459000 | 27690000 | #REF! | Truc | 4.2 CIRCUIT PROTECTION >1000A
LV848904SP | NEUTRAL CT 2000/6300A SINGLE SENSOR MTZ3 | 65336700 | 59397000 | #REF! | Truc | 4.2 CIRCUIT PROTECTION >1000A
LV848905SP | NEUTRAL CT 400/2000A SENSOR CONDENSED | 22922900 | 20839000 | #REF! | Truc | 4.2 CIRCUIT PROTECTION >1000A
LV850002 | DM Energy per Phase for Micrologic X | 1876600 | 1706000 | #REF! | Truc | 4.2 CIRCUIT PROTECTION >1000A
LV850003 | DM Waveform Capt on Trip Fault Micro X | 1876600 | 1706000 | #REF! | Truc | 4.2 CIRCUIT PROTECTION >1000A
LV850004 | DM Power Restoration Assist for Micro X | 1876600 | 1706000 | #REF! | Truc | 4.2 CIRCUIT PROTECTION >1000A
LV850005 | DM Masterp Operation Assist for Micro X | 1876600 | 1706000 | #REF! | Truc | 4.2 CIRCUIT PROTECTION >1000A
LV850006 | DIGIT MODULE HARMONIC FOR MICROLOGIC X | 2345200 | 2132000 | #REF! | Truc | 4.2 CIRCUIT PROTECTION >1000A
LV850007 | DM ANSI51N/G Ground Fault Alarm Mic.X | 1876600 | 1706000 | #REF! | Truc | 4.2 CIRCUIT PROTECTION >1000A
LV850009 | DM ERMS Mic.X | 1876600 | 1706000 | #REF! | Truc | 4.2 CIRCUIT PROTECTION >1000A
LV850011 | DM ANSI32P Reverse Power protec. Mic.X | 1876600 | 1706000 | #REF! | Truc | 4.2 CIRCUIT PROTECTION >1000A
LV850012 | DM ANSI27/59 Min/Max Volt. protec. Mic.X | 1876600 | 1706000 | #REF! | Truc | 4.2 CIRCUIT PROTECTION >1000A
LV850045 | DM Legacy data-set Mic.X | 1876600 | 1706000 | #REF! | Truc | 4.2 CIRCUIT PROTECTION >1000A
LV850055SP | MICROLOGIC X POCKET BATTERY | 3627800 | 3298000 | #REF! | Truc | 4.2 CIRCUIT PROTECTION >1000A
LV850056 | ISOLATION MODULE FOR COM COILS | 9344500 | 8495000 | #REF! | Truc | 4.2 CIRCUIT PROTECTION >1000A
LV850056SP | Isolation modul for MX1/XF comm coils sp | 12459700 | 11327000 | #REF! | Truc | 4.2 CIRCUIT PROTECTION >1000A
LV850060 | VOLTAGE POWER SUPPLY MODULE MICROLOGIC X | 13706000 | 12460000 | #REF! | Truc | 4.2 CIRCUIT PROTECTION >1000A
LV850060SP | VPS U power supply modul_Micrologic SP | 13706000 | 12460000 | #REF! | Truc | 4.2 CIRCUIT PROTECTION >1000A
LV850061 | ULP PORT KIT FOR FIXED MTZ2/3 | 6488900 | 5899000 | #REF! | Truc | 4.2 CIRCUIT PROTECTION >1000A
LV850061SP | ULP port module kit for MTZ2/3 fix sp | 8355600 | 7596000 | #REF! | Truc | 4.2 CIRCUIT PROTECTION >1000A
LV850062SP | ULP port module kit MTZ2/3 drawout sp | 8355600 | 7596000 | #REF! | Truc | 4.2 CIRCUIT PROTECTION >1000A
LV850063 | ULP PORT KIT FOR FIXED MTZ1 | 4596900 | 4179000 | #REF! | Truc | 4.2 CIRCUIT PROTECTION >1000A
LV850064 | ULP PORT KIT FOR DRAWOUT MTZ1 | 10747000 | 9770000 | #REF! | Truc | 4.2 CIRCUIT PROTECTION >1000A
LV850064SP | ULP PORT FOR MTZ1 DRAWOUT VERSION | 14262600 | 12966000 | #REF! | Truc | 4.2 CIRCUIT PROTECTION >1000A
LV850067SP | USB cable miniUSB/USB for Micrologic X | 948200 | 862000 | #REF! | Truc | 4.2 CIRCUIT PROTECTION >1000A
LV851100 | EIFE Module Port ethernet embarque MTZ1 | 18615300 | 16923000 | #REF! | Truc | 4.2 CIRCUIT PROTECTION >1000A
LV851200 | EIFE EMBEDDED ETHERNET FULL KIT - MTZ2-3 | 19756000 | 17960000 | #REF! | Truc | 4.2 CIRCUIT PROTECTION >1000A
LV864912SP | RONIS DISCONNECT POSITION 1 KEYLOCK MTZ1 | 5791500 | 5265000 | #REF! | Truc | 4.2 CIRCUIT PROTECTION >1000A
LV864931SP | OFF locking 1Roniskeylock+padlock-MTZ2/3 | 5209600 | 4736000 | #REF! | Truc | 4.2 CIRCUIT PROTECTION >1000A
LV865307 | CONTROL UNIT 7.0X - WO AAF FOR D/O MTZ1 | 68295700 | 62087000 | #REF! | Truc | 4.2 CIRCUIT PROTECTION >1000A
LX1D6B7 | COIL OLD D40-D95 24V 50/60HZ | 803000 | 730000 | #REF! | Truc | 3.1 TESYS D CONTROL & PROTECTION, TERMINAL BLOCKS, THERMAL MANGEMENT
LX1D6M7 | COIL OLD D40-D95 220VAC 50/60HZ | 803000 | 730000 | #REF! | Truc | 3.1 TESYS D CONTROL & PROTECTION, TERMINAL BLOCKS, THERMAL MANGEMENT
LX1D6P7 | COIL FOR CONTACTOR | 803000 | 730000 | #REF! | Truc | 3.1 TESYS D CONTROL & PROTECTION, TERMINAL BLOCKS, THERMAL MANGEMENT
LX1D6Q7 | COIL FOR CONTACTOR | 803000 | 730000 | #REF! | Truc | 3.1 TESYS D CONTROL & PROTECTION, TERMINAL BLOCKS, THERMAL MANGEMENT
LX1D6R7 | COIL FOR CONTACTOR | 803000 | 730000 | #REF! | Truc | 3.1 TESYS D CONTROL & PROTECTION, TERMINAL BLOCKS, THERMAL MANGEMENT
LX1D8B7 | COIL 24V 50 60HZ FOR CONTACTOR | 2106500 | 1915000 | #REF! | Truc | 3.1 TESYS D CONTROL & PROTECTION, TERMINAL BLOCKS, THERMAL MANGEMENT
LX1D8E7 | COIL FOR CONTACTOR | 2106500 | 1915000 | #REF! | Truc | 3.1 TESYS D CONTROL & PROTECTION, TERMINAL BLOCKS, THERMAL MANGEMENT
LX1D8M7 | COIL FOR CONTACTOR | 2129600 | 1936000 | #REF! | Truc | 3.1 TESYS D CONTROL & PROTECTION, TERMINAL BLOCKS, THERMAL MANGEMENT
LX1D8Q7 | COIL FOR CONTACTOR | 2129600 | 1936000 | #REF! | Truc | 3.1 TESYS D CONTROL & PROTECTION, TERMINAL BLOCKS, THERMAL MANGEMENT
LX1FH1102 | COIL LX1F 110 TO 115 V AC AT 40 AND400HZ | 3208700 | 2917000 | #REF! | Truc | 3.1 TESYS D CONTROL & PROTECTION, TERMINAL BLOCKS, THERMAL MANGEMENT
LX1FH1272 | COIL | 3208700 | 2917000 | #REF! | Truc | 3.1 TESYS D CONTROL & PROTECTION, TERMINAL BLOCKS, THERMAL MANGEMENT
LX1FH2002 | COIL LX1F 200 TO 208V AC AT 40 AND 400HZ | 3208700 | 2917000 | #REF! | Truc | 3.1 TESYS D CONTROL & PROTECTION, TERMINAL BLOCKS, THERMAL MANGEMENT
LX1FH2202 | COIL LX1F 220 TO 230V AC AT 40 AND 400HZ | 3261500 | 2965000 | #REF! | Truc | 3.1 TESYS D CONTROL & PROTECTION, TERMINAL BLOCKS, THERMAL MANGEMENT
LX1FH2402 | COIL FH 240V AC | 3280200 | 2982000 | #REF! | Truc | 3.1 TESYS D CONTROL & PROTECTION, TERMINAL BLOCKS, THERMAL MANGEMENT
LX1FH4402 | COIL | 3690500 | 3355000 | #REF! | Truc | 3.1 TESYS D CONTROL & PROTECTION, TERMINAL BLOCKS, THERMAL MANGEMENT
LX1FJ220 | COIL LX1F 220 TO 230V AC AT 40 AND 400HZ | 3709200 | 3372000 | #REF! | Truc | 3.1 TESYS D CONTROL & PROTECTION, TERMINAL BLOCKS, THERMAL MANGEMENT
LX1FJ415 | COIL LX1F 415 TO 440 V AC AT 40 AND400HZ | 5964200 | 5422000 | #REF! | Truc | 3.1 TESYS D CONTROL & PROTECTION, TERMINAL BLOCKS, THERMAL MANGEMENT
LX1FK220 | COIL LX1F 220 TO 230 V AC AT 40 AND400HZ | 3862100 | 3511000 | #REF! | Truc | 3.1 TESYS D CONTROL & PROTECTION, TERMINAL BLOCKS, THERMAL MANGEMENT
LX1FL220 | COIL LX1F 220 TO 240 V AC AT 40 AND400HZ | 6222700 | 5657000 | #REF! | Truc | 3.1 TESYS D CONTROL & PROTECTION, TERMINAL BLOCKS, THERMAL MANGEMENT
LX1FL380 | COIL LX1F 380 TO 400 V AC AT 40 AND400HZ | 6470200 | 5882000 | #REF! | Truc | 3.1 TESYS D CONTROL & PROTECTION, TERMINAL BLOCKS, THERMAL MANGEMENT
LX1FX220 | COIL LX1F 220 TO 240 V AC AT 40 AND400HZ | 6407500 | 5825000 | #REF! | Truc | 3.1 TESYS D CONTROL & PROTECTION, TERMINAL BLOCKS, THERMAL MANGEMENT
LX4D7BD | COIL FOR CONTACTOR | 1945900 | 1769000 | #REF! | Truc | 3.1 TESYS D CONTROL & PROTECTION, TERMINAL BLOCKS, THERMAL MANGEMENT
LX4D8BD | COIL 24V DC FOR CONTACTOR | 1904100 | 1731000 | #REF! | Truc | 3.1 TESYS D CONTROL & PROTECTION, TERMINAL BLOCKS, THERMAL MANGEMENT
LX4D8MD | COIL FOR CONTACTOR 220V DC | 2164800 | 1968000 | #REF! | Truc | 3.1 TESYS D CONTROL & PROTECTION, TERMINAL BLOCKS, THERMAL MANGEMENT
LX4F8MW | COIL LX4F 220 TO 240Vac | 6585700 | 5987000 | #REF! | Truc | 3.1 TESYS D CONTROL & PROTECTION, TERMINAL BLOCKS, THERMAL MANGEMENT
LX4FF024 | COIL LX4F 24 V DC | 3214200 | 2922000 | #REF! | Truc | 3.1 TESYS D CONTROL & PROTECTION, TERMINAL BLOCKS, THERMAL MANGEMENT
LX4FG024 | COIL LX4F 24 V DC | 3250500 | 2955000 | #REF! | Truc | 3.1 TESYS D CONTROL & PROTECTION, TERMINAL BLOCKS, THERMAL MANGEMENT
LX4FG125 | COIL LX4F 125 V DC | 4045800 | 3678000 | #REF! | Truc | 3.1 TESYS D CONTROL & PROTECTION, TERMINAL BLOCKS, THERMAL MANGEMENT
LX4FG220 | COIL | 5163400 | 4694000 | #REF! | Truc | 3.1 TESYS D CONTROL & PROTECTION, TERMINAL BLOCKS, THERMAL MANGEMENT
LX4FH024 | COIL LX4F 24 V DC | 4418700 | 4017000 | #REF! | Truc | 3.1 TESYS D CONTROL & PROTECTION, TERMINAL BLOCKS, THERMAL MANGEMENT
LX9FF110 | COIL LX9F 110 TO 115 V AC AT 40 AND400HZ | 3514500 | 3195000 | #REF! | Truc | 3.1 TESYS D CONTROL & PROTECTION, TERMINAL BLOCKS, THERMAL MANGEMENT
LX9FF220 | COIL LX9F 220 TO 230 V AC AT 40 AND400HZ | 3514500 | 3195000 | #REF! | Truc | 3.1 TESYS D CONTROL & PROTECTION, TERMINAL BLOCKS, THERMAL MANGEMENT
LX9FF380 | COIL LX9F 380 TO 400 V AC AT 40 AND400HZ | 3514500 | 3195000 | #REF! | Truc | 3.1 TESYS D CONTROL & PROTECTION, TERMINAL BLOCKS, THERMAL MANGEMENT
LX9FG127 | COIL LX9F 120 TO 127 V AC AT 40 AND400HZ | 4082100 | 3711000 | #REF! | Truc | 3.1 TESYS D CONTROL & PROTECTION, TERMINAL BLOCKS, THERMAL MANGEMENT
LX9FG220 | COIL LX9F 220 TO 230V AC AT 40 AND 400HZ | 4082100 | 3711000 | #REF! | Truc | 3.1 TESYS D CONTROL & PROTECTION, TERMINAL BLOCKS, THERMAL MANGEMENT
LX9FG240 | COIL LX9F 240 V AC AT 40 AND400HZ | 4082100 | 3711000 | #REF! | Truc | 3.1 TESYS D CONTROL & PROTECTION, TERMINAL BLOCKS, THERMAL MANGEMENT
LX9FG380 | COIL LX9F 380 TO 400 V AC AT 40 AND400H | 4082100 | 3711000 | #REF! | Truc | 3.1 TESYS D CONTROL & PROTECTION, TERMINAL BLOCKS, THERMAL MANGEMENT
LX9FG415 | COIL LX9F 415 TO 440 V AC AT 40 AND400HZ | 4082100 | 3711000 | #REF! | Truc | 3.1 TESYS D CONTROL & PROTECTION, TERMINAL BLOCKS, THERMAL MANGEMENT
LX9FH2202 | COIL LX9F 220 TO 230 V AC AT 40 AND400HZ | 3868700 | 3517000 | #REF! | Truc | 3.1 TESYS D CONTROL & PROTECTION, TERMINAL BLOCKS, THERMAL MANGEMENT
LX9FK925 | COIL | 3565100 | 3241000 | #REF! | Truc | 3.1 TESYS D CONTROL & PROTECTION, TERMINAL BLOCKS, THERMAL MANGEMENT
LX9FL931 | COIL LX9F 220 TO 240 V AC AT 40 AND400HZ | 3751000 | 3410000 | #REF! | Truc | 3.1 TESYS D CONTROL & PROTECTION, TERMINAL BLOCKS, THERMAL MANGEMENT
LXD1B7 | COIL FOR D09-D38/CAD 24VAC 50/60HZ | 423500 | 385000 | #REF! | Truc | 3.1 TESYS D CONTROL & PROTECTION, TERMINAL BLOCKS, THERMAL MANGEMENT
LXD1E7 | COIL FOR D09-D38/CAD 48VAC 50/60HZ | 423500 | 385000 | #REF! | Truc | 3.1 TESYS D CONTROL & PROTECTION, TERMINAL BLOCKS, THERMAL MANGEMENT
LXD1FE7 | COIL OF CONTACTOR | 423500 | 385000 | #REF! | Truc | 3.1 TESYS D CONTROL & PROTECTION, TERMINAL BLOCKS, THERMAL MANGEMENT
LXD1G7 | COIL FOR D09-D38/CAD 120VAC 50/60 HZ | 423500 | 385000 | #REF! | Truc | 3.1 TESYS D CONTROL & PROTECTION, TERMINAL BLOCKS, THERMAL MANGEMENT
LXD3B7 | D40A-D65A SPARE PART COIL 24VAC | 1093400 | 994000 | #REF! | Truc | 3.1 TESYS D CONTROL & PROTECTION, TERMINAL BLOCKS, THERMAL MANGEMENT
LXD3D7 | D40A-D65A SPARE PART COIL 42VAC | 1093400 | 994000 | #REF! | Truc | 3.1 TESYS D CONTROL & PROTECTION, TERMINAL BLOCKS, THERMAL MANGEMENT
LXD3E7 | D40A-D65A SPARE PART COIL 48VAC | 1093400 | 994000 | #REF! | Truc | 3.1 TESYS D CONTROL & PROTECTION, TERMINAL BLOCKS, THERMAL MANGEMENT
LXD3F7 | D40A-D65A SPARE PART COIL 110VAC | 1093400 | 994000 | #REF! | Truc | 3.1 TESYS D CONTROL & PROTECTION, TERMINAL BLOCKS, THERMAL MANGEMENT
LXD3M7 | D40A-D65A SPARE PART COIL 220VAC | 1093400 | 994000 | #REF! | Truc | 3.1 TESYS D CONTROL & PROTECTION, TERMINAL BLOCKS, THERMAL MANGEMENT
LXD3N7 | D40A-D65A SPARE PART COIL 415VAC | 1093400 | 994000 | #REF! | Truc | 3.1 TESYS D CONTROL & PROTECTION, TERMINAL BLOCKS, THERMAL MANGEMENT
LXD3Q7 | D40A-D65A SPARE PART COIL 380VAC | 1081300 | 983000 | #REF! | Truc | 3.1 TESYS D CONTROL & PROTECTION, TERMINAL BLOCKS, THERMAL MANGEMENT
LXEFH250 | F265/330 COIL FOR ECM | 1798500 | 1635000 | #REF! | Truc | 3.1 TESYS D CONTROL & PROTECTION, TERMINAL BLOCKS, THERMAL MANGEMENT
LZ1H2X4FU | STARTER TESYSH 0,75KW-400V CONTROL 110-2 | 11267300 | 10243000 | #REF! | Truc | 3.1 TESYS D CONTROL & PROTECTION, TERMINAL BLOCKS, THERMAL MANGEMENT
LZ1H6X5BD | STARTER TESYSH 3KW-400V CONTROL 24VDC | 12744600 | 11586000 | #REF! | Truc | 3.1 TESYS D CONTROL & PROTECTION, TERMINAL BLOCKS, THERMAL MANGEMENT
LZ1H6X5FU | STARTER TESYSH 3KW-400V CONTROL 110-230V | 12744600 | 11586000 | #REF! | Truc | 3.1 TESYS D CONTROL & PROTECTION, TERMINAL BLOCKS, THERMAL MANGEMENT
LZ2H2X43BD | REVERSING STARTER TESYSH 0,75KW-400V CON | 12273800 | 11158000 | #REF! | Truc | 3.1 TESYS D CONTROL & PROTECTION, TERMINAL BLOCKS, THERMAL MANGEMENT
LZ2H2X4BD | REVERSING STARTER TESYSH 0,75KW-400V CON | 12123100 | 11021000 | #REF! | Truc | 3.1 TESYS D CONTROL & PROTECTION, TERMINAL BLOCKS, THERMAL MANGEMENT
LZ2H6X5BD | REVERSING STARTER TESYSH 3KW-400V CONTRO | 12123100 | 11021000 | #REF! | Truc | 3.1 TESYS D CONTROL & PROTECTION, TERMINAL BLOCKS, THERMAL MANGEMENT
LZ2H6X5FU | REVERSING STARTER TESYSH 3KW-400V CONTRO | 12123100 | 11021000 | #REF! | Truc | 3.1 TESYS D CONTROL & PROTECTION, TERMINAL BLOCKS, THERMAL MANGEMENT
LZ8H6X5BD | REVERSING STARTER TESYSH SAFE-TORQUE-OFF | 12520200 | 11382000 | #REF! | Truc | 3.1 TESYS D CONTROL & PROTECTION, TERMINAL BLOCKS, THERMAL MANGEMENT
MVS20H3MF0D | EP MVS 2000A HA 3P SD Fixed | 88020900 | 80019000 | #REF! | Truc | 4.3 EASYPACT MVS - ACCESSORIES
MVS21801 | CLOSING COIL MVS XF 100/130 V AC/DC FIXED | 9171800 | 8338000 | #REF! | Truc | 4.3 EASYPACT MVS - ACCESSORIES
MVS21802 | CLOSING COIL MVS XF 100/130 V AC/DC DRAWOUT | 9171800 | 8338000 | #REF! | Truc | 4.3 EASYPACT MVS - ACCESSORIES
NSY2SP184 | 2 std side panels 1800x400 | 7654900 | 6959000 | #REF! | Truc | 3.4 UNIVERSAL ENCLOSURES
NSY2SP204 | 2 std side panels 2000x400 | 7654900 | 6959000 | #REF! | Truc | 3.4 UNIVERSAL ENCLOSURES
NSY2SP206 | 2 std side panels 2000x600 | 7654900 | 6959000 | #REF! | Truc | 3.4 UNIVERSAL ENCLOSURES
NSYAEDLT8S3D | S3D 8mm triangle locl insert | 187000 | 170000 | #REF! | Truc | 3.4 UNIVERSAL ENCLOSURES
NSYAEFPFSC | SWM steel wall fixing lugs (4) | 244200 | 222000 | #REF! | Truc | 3.4 UNIVERSAL ENCLOSURES
NSYAELYTCRG8 | SWM Set of 2 eyes bolt M8 | 1270500 | 1155000 | #REF! | Truc | 3.4 UNIVERSAL ENCLOSURES
NSYAMPM2924TB | Steel mounting plate 291x241 | 355300 | 323000 | #REF! | Truc | 3.4 UNIVERSAL ENCLOSURES
NSYBCE10 | 2 brush flexible gasket 1000 | 1851300 | 1683000 | #REF! | Truc | 3.4 UNIVERSAL ENCLOSURES
NSYBLKH123 | Padlocking system | 495000 | 450000 | #REF! | Truc | 3.4 UNIVERSAL ENCLOSURES
NSYBP208 | Rear panel SF 2000x800 | 5161200 | 4692000 | #REF! | Truc | 3.4 UNIVERSAL ENCLOSURES
NSYCAC228RMF | Roof outlet grid cut-out228x228mm | 7396400 | 6724000 | #REF! | Truc | 3.4 UNIVERSAL ENCLOSURES
NSYCAG125LPF | Outlet grille cut-out 125x125mm | 499400 | 454000 | #REF! | Truc | 3.4 UNIVERSAL ENCLOSURES
NSYCAG223LPF | Outlet grille cut-out 223x223mm | 849200 | 772000 | #REF! | Truc | 3.4 UNIVERSAL ENCLOSURES
NSYCAG291LPF | Outlet grille cut-out 291x29mm | 1421200 | 1292000 | #REF! | Truc | 3.4 UNIVERSAL ENCLOSURES
NSYCAG92LPF | Outlet Grid cut-out 92x92mm | 624800 | 568000 | #REF! | Truc | 3.4 UNIVERSAL ENCLOSURES
NSYCAP223LXF | Cover IP55 Inox. cut-out223x223mm | 22447700 | 20407000 | #REF! | Truc | 3.4 UNIVERSAL ENCLOSURES
NSYCAP291LXF | Cover IP55 Inox. cut-out291x291mm | 26106300 | 23733000 | #REF! | Truc | 3.4 UNIVERSAL ENCLOSURES
NSYCCOTHDF | Double Thermostat (NO NC) (ºF) | 877800 | 798000 | #REF! | Truc | 3.1 TESYS D CONTROL & PROTECTION, TERMINAL BLOCKS, THERMAL MANGEMENT
NSYCMT5005 | CM Tube 0,5m 50mm square | 3470500 | 3155000 | #REF! | Truc | 3.4 UNIVERSAL ENCLOSURES
NSYCMUCR50 | CM Straight coupling 50mm square | 12804000 | 11640000 | #REF! | Truc | 3.4 UNIVERSAL ENCLOSURES
NSYCMUMC50 | CM Horiz rotating bracket 50mm sq | 34072500 | 30975000 | #REF! | Truc | 3.4 UNIVERSAL ENCLOSURES
NSYCMUTC50 | CM Fixed bracket 50mm square | 9006800 | 8188000 | #REF! | Truc | 3.4 UNIVERSAL ENCLOSURES
NSYCR100WU2C | Resist.heat.Insul.100W,110-250V | 5463700 | 4967000 | #REF! | Truc | 3.1 TESYS D CONTROL & PROTECTION, TERMINAL BLOCKS, THERMAL MANGEMENT
NSYCRN108300 | CRN 1000x800x300 one plain door | 7926600 | 7206000 | #REF! | Truc | 3.4 UNIVERSAL ENCLOSURES
NSYCRN252150P | CRN 250x200x150 one pl door w ch | 3324200 | 3022000 | #REF! | Truc | 3.4 UNIVERSAL ENCLOSURES
NSYCRN325150 | NSYCRN 300x250x150 one plain door | 1614800 | 1468000 | #REF! | Truc | 3.4 UNIVERSAL ENCLOSURES
NSYCRN325200 | CRN 300x250x200 one plain door | 2082300 | 1893000 | #REF! | Truc | 3.4 UNIVERSAL ENCLOSURES
NSYCRN43150 | CRN 400x300x150 one plain door | 1889800 | 1718000 | #REF! | Truc | 3.4 UNIVERSAL ENCLOSURES
NSYCRN43200 | CRN 400x300x200 one plain door | 2087800 | 1898000 | #REF! | Truc | 3.4 UNIVERSAL ENCLOSURES
NSYCRN43200P | CRN 400x300x200 one pl door w ch | 3507900 | 3189000 | #REF! | Truc | 3.4 UNIVERSAL ENCLOSURES
NSYCRN44200P | CRN 400x400x200 one pl door w ch | 3831300 | 3483000 | #REF! | Truc | 3.4 UNIVERSAL ENCLOSURES
NSYCRN54200P | CRN 500x400x200 one pl door w ch | 3898400 | 3544000 | #REF! | Truc | 3.4 UNIVERSAL ENCLOSURES
NSYCRN64250P | CRN 600x400x250 one pl door w ch | 5176600 | 4706000 | #REF! | Truc | 3.4 UNIVERSAL ENCLOSURES
NSYCRN65250P | CRN 600x500x250 one pl door w ch | 5937800 | 5398000 | #REF! | Truc | 3.4 UNIVERSAL ENCLOSURES
NSYCRS50W240V | CRS heater 50W 240V 200x320mm | 14005200 | 12732000 | #REF! | Truc | 3.1 TESYS D CONTROL & PROTECTION, TERMINAL BLOCKS, THERMAL MANGEMENT
NSYCRTM1U1PG | 19 PLATE 1U BRUSH PLUS CABLES SUPPORT G | 1964600 | 1786000 | #REF! | Truc | 3.4 UNIVERSAL ENCLOSURES
NSYCU2K3P4 | C.U.2000W3P400/440V 50/60Hz SideM | 129780200 | 117982000 | #REF! | Truc | 3.1 TESYS D CONTROL & PROTECTION, TERMINAL BLOCKS, THERMAL MANGEMENT
NSYCUHD1K2P4 | OUTDOOR CoolingUnit1200W 400-440V | 102236200 | 92942000 | #REF! | Truc | 3.1 TESYS D CONTROL & PROTECTION, TERMINAL BLOCKS, THERMAL MANGEMENT
NSYCVF300M24DPF | Filterfan 300m3/h 24VDC IP54 | 6366800 | 5788000 | #REF! | Truc | 3.1 TESYS D CONTROL & PROTECTION, TERMINAL BLOCKS, THERMAL MANGEMENT
NSYDBP | DOUBLE BAR WING DBP | 41800 | 38000 | #REF! | Truc | 3.4 UNIVERSAL ENCLOSURES
NSYDCM20 | Door switch SF 10A | 621500 | 565000 | #REF! | Truc | 3.4 UNIVERSAL ENCLOSURES
NSYDPA4 | A4 PLASTIC DOCUMENT POCKET D22 | 176000 | 160000 | #REF! | Truc | 3.4 UNIVERSAL ENCLOSURES
NSYDPA44 | A4 Document pocket 40mm * | 253000 | 230000 | #REF! | Truc | 3.4 UNIVERSAL ENCLOSURES
NSYEB2025D8 | Earthing braid 200xW27 | 190300 | 173000 | #REF! | Truc | 3.4 UNIVERSAL ENCLOSURES
NSYEB2050D8 | Earthing braid 502 L200 | 2263800 | 2058000 | #REF! | Truc | 3.4 UNIVERSAL ENCLOSURES
NSYEC1041 | 1 entry cab gland pla 1000x400 SF | 2134000 | 1940000 | #REF! | Truc | 3.4 UNIVERSAL ENCLOSURES
NSYEC1262 | 2 entry cab gland pla 1200x600 SF | 3416600 | 3106000 | #REF! | Truc | 3.4 UNIVERSAL ENCLOSURES
NSYEC861 | 1 entry cab gland pla 800x600 SF | 1513600 | 1376000 | #REF! | Truc | 3.4 UNIVERSAL ENCLOSURES
NSYEC881 | 1 entry cab gland pla 800x800 SF | 1250700 | 1137000 | #REF! | Truc | 3.4 UNIVERSAL ENCLOSURES
NSYEL166D6 | Earthing braid L160mm 6mm2 D6,4 | 79200 | 72000 | #REF! | Truc | 3.4 UNIVERSAL ENCLOSURES
NSYINLCRN | Door switch S3D & CRN | 986700 | 897000 | #REF! | Truc | 3.4 UNIVERSAL ENCLOSURES
NSYINT81 | Triangle insert 8 for handle | 246400 | 224000 | #REF! | Truc | 3.4 UNIVERSAL ENCLOSURES
NSYLAM3M | Power cable for IEC LED lamps | 952600 | 866000 | #REF! | Truc | 3.4 UNIVERSAL ENCLOSURES
NSYLAMLD | LED lamp without socket | 4711300 | 4283000 | #REF! | Truc | 3.4 UNIVERSAL ENCLOSURES
NSYLAMLDS | LED lamp with SCHUKO socket | 4951100 | 4501000 | #REF! | Truc | 3.4 UNIVERSAL ENCLOSURES
NSYLAMT5LD1 | LED lamp T5, Small | 2026200 | 1842000 | #REF! | Truc | 3.4 UNIVERSAL ENCLOSURES
NSYLAMT5LD2 | LED lamp T5, Big | 2400200 | 2182000 | #REF! | Truc | 3.4 UNIVERSAL ENCLOSURES
NSYLT8 | Key for 8mm triangle insert | 84700 | 77000 | #REF! | Truc | 3.4 UNIVERSAL ENCLOSURES
NSYMM106 | Plain mount. plate 1000X600 | 2184600 | 1986000 | #REF! | Truc | 3.4 UNIVERSAL ENCLOSURES
NSYMM108 | Plain mount. plate 1000X800 | 3120700 | 2837000 | #REF! | Truc | 3.4 UNIVERSAL ENCLOSURES
NSYMM128 | Plain mount. plate 1200x800 | 3752100 | 3411000 | #REF! | Truc | 3.4 UNIVERSAL ENCLOSURES
NSYMM32 | Plain mount. plate 300X200 | 270600 | 246000 | #REF! | Truc | 3.4 UNIVERSAL ENCLOSURES
NSYMM53 | Plain mount. plate 500x300 | 390500 | 355000 | #REF! | Truc | 3.4 UNIVERSAL ENCLOSURES
NSYMM54 | Plain mount. plate 500X400 | 398200 | 362000 | #REF! | Truc | 3.4 UNIVERSAL ENCLOSURES
NSYMM64 | Plain mount. plate 600X400 | 412500 | 375000 | #REF! | Truc | 3.4 UNIVERSAL ENCLOSURES
NSYMM75 | Plain mount. plate 700X500 | 619300 | 563000 | #REF! | Truc | 3.4 UNIVERSAL ENCLOSURES
NSYMM86 | Plain mount. plate 800X600 | 853600 | 776000 | #REF! | Truc | 3.4 UNIVERSAL ENCLOSURES
NSYMP2010 | Galvanised mount plate 2000x1000 | 10594100 | 9631000 | #REF! | Truc | 3.4 UNIVERSAL ENCLOSURES
NSYMP206 | Galvanised mount plate 2000x600 | 7188500 | 6535000 | #REF! | Truc | 3.4 UNIVERSAL ENCLOSURES
NSYMR108 | Telequick Mounting plate 1000X800* | 4061200 | 3692000 | #REF! | Truc | 3.4 UNIVERSAL ENCLOSURES
NSYMR34 | Telequick Mounting plate 300X400 | 694100 | 631000 | #REF! | Truc | 3.4 UNIVERSAL ENCLOSURES
NSYMR44 | Telequick Mounting plate 400X400 | 1020800 | 928000 | #REF! | Truc | 3.4 UNIVERSAL ENCLOSURES
NSYMR54 | Telequick Mounting plate 500X400 | 1041700 | 947000 | #REF! | Truc | 3.4 UNIVERSAL ENCLOSURES
NSYMR55 | Telequick Mounting plate 500X500* | 1097800 | 998000 | #REF! | Truc | 3.4 UNIVERSAL ENCLOSURES
NSYMR65 | Telequick Mounting plate 600X500 | 1300200 | 1182000 | #REF! | Truc | 3.4 UNIVERSAL ENCLOSURES
NSYMR75 | Telequick Mounting plate 700x500 | 1269400 | 1154000 | #REF! | Truc | 3.4 UNIVERSAL ENCLOSURES
NSYMR86 | Telequick Mounting plate 800x600 | 1874400 | 1704000 | #REF! | Truc | 3.4 UNIVERSAL ENCLOSURES
NSYMS44 | Silk-screen. Mount. plate 400X400 | 864600 | 786000 | #REF! | Truc | 3.4 UNIVERSAL ENCLOSURES
NSYPA3025PLMG | 7035 Internal door PLM3025 | 5436200 | 4942000 | #REF! | Truc | 3.4 UNIVERSAL ENCLOSURES
NSYPAP108G | 7035 Internal door PLM108 | 4499000 | 4090000 | #REF! | Truc | 3.4 UNIVERSAL ENCLOSURES
NSYPAP43G | 7035 Internal door PLM43 | 2086700 | 1897000 | #REF! | Truc | 3.4 UNIVERSAL ENCLOSURES
NSYPAP54G | 7035 Internal door PLM54 | 2423300 | 2203000 | #REF! | Truc | 3.4 UNIVERSAL ENCLOSURES
NSYPAP64G | 7035 Internal door PLM64 | 2399100 | 2181000 | #REF! | Truc | 3.4 UNIVERSAL ENCLOSURES
NSYPAP75G | 7035 Internal door PLM75 | 2860000 | 2600000 | #REF! | Truc | 3.4 UNIVERSAL ENCLOSURES
NSYPAP86G | 7035 Internal door PLM86 | 3326400 | 3024000 | #REF! | Truc | 3.4 UNIVERSAL ENCLOSURES
NSYPFPLM32G | 7035 Pol wm lugs f PLM32 | 512600 | 466000 | #REF! | Truc | 3.4 UNIVERSAL ENCLOSURES
NSYPFPLMG | 7035 Pol wm lugs f PLM3025to108 | 427900 | 389000 | #REF! | Truc | 3.4 UNIVERSAL ENCLOSURES
NSYPLA10103G | 7035 FS pol 1000x1000x320 | 36955600 | 33596000 | #REF! | Truc | 3.4 UNIVERSAL ENCLOSURES
NSYPLA573 | FS pol 500x750x320 IP65 | 15279000 | 13890000 | #REF! | Truc | 3.4 UNIVERSAL ENCLOSURES
NSYPLM108G | 7035 WM PLM 1056x852x350 | 22597300 | 20543000 | #REF! | Truc | 3.4 UNIVERSAL ENCLOSURES
NSYPLM3025G | 7035 WM PLM 308x250x160 | 4433000 | 4030000 | #REF! | Truc | 3.4 UNIVERSAL ENCLOSURES
NSYPLM32G | 7035 WM PCPLM 310x215x160 | 2613600 | 2376000 | #REF! | Truc | 3.4 UNIVERSAL ENCLOSURES
NSYPLM43G | 7035 WM pol PLM 430x330x200 | 5058900 | 4599000 | #REF! | Truc | 3.4 UNIVERSAL ENCLOSURES
NSYPLM43TVG | 7035 WM PLM430x330x200glass 3lock | 11609400 | 10554000 | #REF! | Truc | 3.4 UNIVERSAL ENCLOSURES
NSYPLM54G | 7035 WM pol PLM 530x430x200 | 8246700 | 7497000 | #REF! | Truc | 3.4 UNIVERSAL ENCLOSURES
NSYPLM54PG | 7035 WM pol PLM530x430x200 met pl | 6584600 | 5986000 | #REF! | Truc | 3.4 UNIVERSAL ENCLOSURES
NSYPLM64G | 7035 WM pol PLM 647x436x250 | 7243500 | 6585000 | #REF! | Truc | 3.4 UNIVERSAL ENCLOSURES
NSYPLM75G | 7035 WM pol PLM 747x536x300 | 9297200 | 8452000 | #REF! | Truc | 3.4 UNIVERSAL ENCLOSURES
NSYPLM86G | 7035 WM pol PLM 847x636x300 | 10685400 | 9714000 | #REF! | Truc | 3.4 UNIVERSAL ENCLOSURES
NSYPLM86TG | 7035 WM pol PLM847x636x300 glazed | 14175700 | 12887000 | #REF! | Truc | 3.4 UNIVERSAL ENCLOSURES
NSYPLM86TVG | 7035 WM PLM847x636x300glass 3lock | 24274800 | 22068000 | #REF! | Truc | 3.4 UNIVERSAL ENCLOSURES
NSYPLMEX64 | WM pol PLM647x436x250 IP66 ATEX | 12259500 | 11145000 | #REF! | Truc | 3.4 UNIVERSAL ENCLOSURES
NSYPLMEX75 | WM pol PLM747x536x300 IP66 ATEX | 12855700 | 11687000 | #REF! | Truc | 3.4 UNIVERSAL ENCLOSURES
NSYPLSP2727G | 7035 Opaque pol PLS box27x27x18 | 3253800 | 2958000 | #REF! | Truc | 3.4 UNIVERSAL ENCLOSURES
NSYPMP45160 | Mounting plate H447xW1505mm | 6557100 | 5961000 | #REF! | Truc | 3.4 UNIVERSAL ENCLOSURES
NSYRETPLAU | Door retainer for PLA/Z/T/ZT | 970200 | 882000 | #REF! | Truc | 3.4 UNIVERSAL ENCLOSURES
NSYS3D10625 | S3D H1000xW600xD250 one plain do. | 10391700 | 9447000 | #REF! | Truc | 3.4 UNIVERSAL ENCLOSURES
NSYS3D10830P | S3D EN 1000X800X300& | 17251300 | 15683000 | #REF! | Truc | 3.4 UNIVERSAL ENCLOSURES
NSYS3D12830P | S3D H1200xW800xD300+chassis | 18928800 | 17208000 | #REF! | Truc | 3.4 UNIVERSAL ENCLOSURES
NSYS3D4320 | S3D H400xW300xD200 one plain door | 3968800 | 3608000 | #REF! | Truc | 3.4 UNIVERSAL ENCLOSURES
NSYS3D4420P | S3D H400xW400xD200+plain chassis | 3804900 | 3459000 | #REF! | Truc | 3.4 UNIVERSAL ENCLOSURES
NSYS3D4620P | S3D H400xW600xD200+plain chassis | 6798000 | 6180000 | #REF! | Truc | 3.4 UNIVERSAL ENCLOSURES
NSYS3D5420P | S3D H500xW400xD200+plain chassis | 5628700 | 5117000 | #REF! | Truc | 3.4 UNIVERSAL ENCLOSURES
NSYS3D5425P | S3D H500xW400xD250+plain chassis | 6494400 | 5904000 | #REF! | Truc | 3.4 UNIVERSAL ENCLOSURES
NSYS3D5525P | S3D EN 500x500x250& | 8413900 | 7649000 | #REF! | Truc | 3.4 UNIVERSAL ENCLOSURES
NSYS3D6425P | S3D H300xW300xD200+plain chassis | 3843400 | 3494000 | #REF! | Truc | 3.4 UNIVERSAL ENCLOSURES
NSYS3D6525 | S3D H600xW500xD250 one plain door | 6428400 | 5844000 | #REF! | Truc | 3.4 UNIVERSAL ENCLOSURES
NSYS3D6620 | S3D H600xW600xD200 one plain door | 8024500 | 7295000 | #REF! | Truc | 3.4 UNIVERSAL ENCLOSURES
NSYS3D6625P | S3D H600xW600xD250+plain chassis | 4904900 | 4459000 | #REF! | Truc | 3.4 UNIVERSAL ENCLOSURES
NSYS3D6640P | S3D H600xW600xD400+plain chassis | 10553400 | 9594000 | #REF! | Truc | 3.4 UNIVERSAL ENCLOSURES
NSYS3D7525P | S3D H700xW500xD250+plain chassis | 7261100 | 6601000 | #REF! | Truc | 3.4 UNIVERSAL ENCLOSURES
NSYS3D81230D | S3D H800xW1200xD300 2plain doors | 16039100 | 14581000 | #REF! | Truc | 3.4 UNIVERSAL ENCLOSURES
NSYS3D8625P | S3D H800xW600xD250+plain chassis | 9288400 | 8444000 | #REF! | Truc | 3.4 UNIVERSAL ENCLOSURES
NSYS3X3215 | S3X 304L 300x200x150 | 8035500 | 7305000 | #REF! | Truc | 3.4 UNIVERSAL ENCLOSURES
NSYS3X4315 | S3X 304L 400x300x150 | 11587400 | 10534000 | #REF! | Truc | 3.4 UNIVERSAL ENCLOSURES
NSYS3X4320H | S3X 316L 400x300x200 | 13676300 | 12433000 | #REF! | Truc | 3.4 UNIVERSAL ENCLOSURES
NSYS3X6625 | S3X 304L 600x600x250 | 22551100 | 20501000 | #REF! | Truc | 3.4 UNIVERSAL ENCLOSURES
NSYS3X6625H | S3X 316L 600x600x250 | 37662900 | 34239000 | #REF! | Truc | 3.4 UNIVERSAL ENCLOSURES
NSYS3XEX3215 | S3XEX Atex 304L 300x200x150 | 9471000 | 8610000 | #REF! | Truc | 3.4 UNIVERSAL ENCLOSURES
NSYS3XEX5420 | S3XEX Atex 304L 500x400x200 | 16589100 | 15081000 | #REF! | Truc | 3.4 UNIVERSAL ENCLOSURES
NSYSBM153012 | Metal ind Flat Box 150x300x120 | 2310000 | 2100000 | #REF! | Truc | 3.4 UNIVERSAL ENCLOSURES
NSYSBM203012 | Metal ind Flat Box 200x300x120 | 2734600 | 2486000 | #REF! | Truc | 3.4 UNIVERSAL ENCLOSURES
NSYSBM205012 | Metal ind Flat Box 200x500x120 | 2736800 | 2488000 | #REF! | Truc | 3.4 UNIVERSAL ENCLOSURES
NSYSBM306012 | Metal ind Flat Box 300x600x120 | 2825900 | 2569000 | #REF! | Truc | 3.4 UNIVERSAL ENCLOSURES
NSYSDF168 | Spacial SD H1400xW1600xD845 | 125566100 | 114151000 | #REF! | Truc | 3.4 UNIVERSAL ENCLOSURES
NSYSDR200B | Symmtr. DIN rail 7,5x35 2m | 257400 | 234000 | #REF! | Truc | 3.4 UNIVERSAL ENCLOSURES
NSYSDR200BD | DIN rail perforated, 35x7.2x2000mm | 321200 | 292000 | #REF! | Truc | 3.4 UNIVERSAL ENCLOSURES
NSYSF1810602DP | SF w/mount plate 2D 1800x1000x600 | 71817900 | 65289000 | #REF! | Truc | 3.4 UNIVERSAL ENCLOSURES
NSYSF2010402DP | SF w/mount plate 2D 2000x1000x400 | 66854700 | 60777000 | #REF! | Truc | 3.4 UNIVERSAL ENCLOSURES
NSYSF201060P | SF w/mount plate 2000x1000x600 | 68480500 | 62255000 | #REF! | Truc | 3.4 UNIVERSAL ENCLOSURES
NSYSF2012602DP | SF w/mount plate 2D 2000x1200x600 | 66854700 | 60777000 | #REF! | Truc | 3.4 UNIVERSAL ENCLOSURES
NSYSFBK | Standard coupling kit SF | 1783100 | 1621000 | #REF! | Truc | 3.4 UNIVERSAL ENCLOSURES
NSYSFEB | 4 eyesbolts M12 SM | 499400 | 454000 | #REF! | Truc | 3.4 UNIVERSAL ENCLOSURES
NSYSFELB | 4 lifting brackets | 1846900 | 1679000 | #REF! | Truc | 3.4 UNIVERSAL ENCLOSURES
NSYSM14640 | SM wo/mount plate 1400x600x400 | 29770400 | 27064000 | #REF! | Truc | 3.4 UNIVERSAL ENCLOSURES
NSYSM14830P | SM w/mount plate 1400x800x300 | 34579600 | 31436000 | #REF! | Truc | 3.4 UNIVERSAL ENCLOSURES
NSYSM14840P | SM w/mount plate 1400x800x400 | 38077600 | 34616000 | #REF! | Truc | 3.4 UNIVERSAL ENCLOSURES
NSYSM1610302DP | SM w/mount plate 2D 1600x1000x300 | 39459200 | 35872000 | #REF! | Truc | 3.4 UNIVERSAL ENCLOSURES
NSYSM1812402DP | SM w/mount plate 2D 1800x1200x400 | 55308000 | 50280000 | #REF! | Truc | 3.4 UNIVERSAL ENCLOSURES
NSYSMBCE6 | 2 brush join.cable g.plate 600 SM | 771100 | 701000 | #REF! | Truc | 3.4 UNIVERSAL ENCLOSURES
NSYSMDR | Mecanic door retainer SM | 1387100 | 1261000 | #REF! | Truc | 3.4 UNIVERSAL ENCLOSURES
NSYSMEB | 4 eyesbolts M12 SM | 1387100 | 1261000 | #REF! | Truc | 3.4 UNIVERSAL ENCLOSURES
NSYSMPSB | 4 rectangular bracket m/plate SF | 914100 | 831000 | #REF! | Truc | 3.4 UNIVERSAL ENCLOSURES
NSYSPF10200 | Front plinth 200x1000 | 5166700 | 4697000 | #REF! | Truc | 3.4 UNIVERSAL ENCLOSURES
NSYSPF12100 | Front plinth 100x1200 | 3524400 | 3204000 | #REF! | Truc | 3.4 UNIVERSAL ENCLOSURES
NSYSPF12200 | Front plinth 200x1200 | 5662800 | 5148000 | #REF! | Truc | 3.4 UNIVERSAL ENCLOSURES
NSYSPF16200 | Front plinth 200x1600* | 10989000 | 9990000 | #REF! | Truc | 3.4 UNIVERSAL ENCLOSURES
NSYSPF6200 | Front plinth 200x600 | 3764200 | 3422000 | #REF! | Truc | 3.4 UNIVERSAL ENCLOSURES
NSYSPF8100 | Front plinth 100x800 | 1785300 | 1623000 | #REF! | Truc | 3.4 UNIVERSAL ENCLOSURES
NSYSPS4100 | 2 Plinth side panels 100x400 | 576400 | 524000 | #REF! | Truc | 3.4 UNIVERSAL ENCLOSURES
NSYSPS4200 | 4 Plinth side panels 200x400 | 1204500 | 1095000 | #REF! | Truc | 3.4 UNIVERSAL ENCLOSURES
NSYSPS6100 | 2 Plinth side panels 100x600 | 576400 | 524000 | #REF! | Truc | 3.4 UNIVERSAL ENCLOSURES
NSYSPS6200 | 4 Plinth side panels 200x600 | 1478400 | 1344000 | #REF! | Truc | 3.4 UNIVERSAL ENCLOSURES
NSYSPS8100 | 2 Plinth side panels 100x800 | 1073600 | 976000 | #REF! | Truc | 3.4 UNIVERSAL ENCLOSURES
NSYTBP11116 | PC ind box 116x116x62 lo | 323400 | 294000 | #REF! | Truc | 3.4 UNIVERSAL ENCLOSURES
NSYTBP16128 | PC ind box 164x121x87 lo | 327800 | 298000 | #REF! | Truc | 3.4 UNIVERSAL ENCLOSURES
NSYTBP191210H | PC ind box 192x121x105 hi | 1027400 | 934000 | #REF! | Truc | 3.4 UNIVERSAL ENCLOSURES
NSYTBP191610H | PC ind box 192x164x105 hi | 1219900 | 1109000 | #REF! | Truc | 3.4 UNIVERSAL ENCLOSURES
NSYTBP19168 | PC ind box 192x164x87 lo | 1039500 | 945000 | #REF! | Truc | 3.4 UNIVERSAL ENCLOSURES
NSYTBP241912H | PC ind box 241x192x128 hi | 1094500 | 995000 | #REF! | Truc | 3.4 UNIVERSAL ENCLOSURES
NSYTBP292416H | PC ind box 291x241x168 hi | 1104400 | 1004000 | #REF! | Truc | 3.4 UNIVERSAL ENCLOSURES
NSYTBS111113H | ABS ind box 116x116x133 hi | 328900 | 299000 | #REF! | Truc | 3.4 UNIVERSAL ENCLOSURES
NSYTBS11116 | ABS ind box 116x116x62 lo | 206800 | 188000 | #REF! | Truc | 3.4 UNIVERSAL ENCLOSURES
NSYTBS241910H | ABS ind box 241x192x105 hi | 585200 | 532000 | #REF! | Truc | 3.4 UNIVERSAL ENCLOSURES
NSYTBS292412 | ABS ind box 291x241x128 lo | 770000 | 700000 | #REF! | Truc | 3.4 UNIVERSAL ENCLOSURES
NSYTEX8 | Expandable M8 nuts for polyester | 63800 | 58000 | #REF! | Truc | 3.4 UNIVERSAL ENCLOSURES
NSYTRAABV35 | End Bracket, screw-on for 35mm DIN rails, 9,5mm width, markable | 31900 | 29000 | #REF! | Truc | 3.1 TESYS D CONTROL & PROTECTION, TERMINAL BLOCKS, THERMAL MANGEMENT
NSYTRABPV5 | MARKING CARD WITH 6 STRIPS, 5MM, UNPRINT | 255200 | 232000 | #REF! | Truc | 3.1 TESYS D CONTROL & PROTECTION, TERMINAL BLOCKS, THERMAL MANGEMENT
NSYTRABPV6 | MARKING CARD WITH 6 STRIPS, 6MM, UNPRINT | 255200 | 232000 | #REF! | Truc | 3.1 TESYS D CONTROL & PROTECTION, TERMINAL BLOCKS, THERMAL MANGEMENT
NSYTRAC22BL | END COVER, 2PTS, 2,2MM, BLUE, FOR SCREW | 13200 | 12000 | #REF! | Truc | 3.1 TESYS D CONTROL & PROTECTION, TERMINAL BLOCKS, THERMAL MANGEMENT
NSYTRACPE26 | END COVER 3 LEVEL, 2,2MM WIDTH, 6PTS FOR | 58300 | 53000 | #REF! | Truc | 3.1 TESYS D CONTROL & PROTECTION, TERMINAL BLOCKS, THERMAL MANGEMENT
NSYTRAL102 | PLUG-IN BRIDGE, 2PTS FOR 10MMi?1 TERMINAL | 34100 | 31000 | #REF! | Truc | 3.1 TESYS D CONTROL & PROTECTION, TERMINAL BLOCKS, THERMAL MANGEMENT
NSYTRAL162 | PLUG-IN BRIDGE, 2PTS FOR 16MMi?1 TERMINAL | 40700 | 37000 | #REF! | Truc | 3.1 TESYS D CONTROL & PROTECTION, TERMINAL BLOCKS, THERMAL MANGEMENT
NSYTRAL610 | PLUG-IN BRIDGE, 10PTS FOR 6MMi?1 TERMINAL | 158400 | 144000 | #REF! | Truc | 3.1 TESYS D CONTROL & PROTECTION, TERMINAL BLOCKS, THERMAL MANGEMENT
NSYTRAP22 | Partition Plate 2pts, 2mm, for scr terminals NSY TRV22,TRV42,TRV62,TRV102 | 14300 | 13000 | #REF! | Truc | 3.1 TESYS D CONTROL & PROTECTION, TERMINAL BLOCKS, THERMAL MANGEMENT
NSYTRAPR42 | PARTITION PLATE, 2PTS, 2MM, FOR SPRING t | 25300 | 23000 | #REF! | Truc | 3.1 TESYS D CONTROL & PROTECTION, TERMINAL BLOCKS, THERMAL MANGEMENT
NSYTRASV1 | Component Carrier for basic disconnect terminals NSY TRV42TB, TRR22TB, TRR23TB | 130900 | 119000 | #REF! | Truc | 3.1 TESYS D CONTROL & PROTECTION, TERMINAL BLOCKS, THERMAL MANGEMENT
NSYTRP24D | PUSH-IN TERMINAL, DOUBLE LEVEL, 4 POINTS | 103400 | 94000 | #REF! | Truc | 3.1 TESYS D CONTROL & PROTECTION, TERMINAL BLOCKS, THERMAL MANGEMENT
NSYTRP26T | PUSH-IN TERMINAL, | 236500 | 215000 | #REF! | Truc | 3.1 TESYS D CONTROL & PROTECTION, TERMINAL BLOCKS, THERMAL MANGEMENT
NSYTRV22RD | SCREW TERMINAL, FEEDTHROUGH, 2Pts,2.5MM__ | 24200 | 22000 | #REF! | Truc | 3.1 TESYS D CONTROL & PROTECTION, TERMINAL BLOCKS, THERMAL MANGEMENT
NSYTRV22WH | SCREW TERMINAL, FEEDTHROUGH, 2Pts,2.5MMi?1 | 24200 | 22000 | #REF! | Truc | 3.1 TESYS D CONTROL & PROTECTION, TERMINAL BLOCKS, THERMAL MANGEMENT
NSYTRV24 | SCREW TERMINAL, FEED THROUGH, 4 POINTS, | 80300 | 73000 | #REF! | Truc | 3.1 TESYS D CONTROL & PROTECTION, TERMINAL BLOCKS, THERMAL MANGEMENT
NSYTRV42AR | SCREW TERMINAL, FEED THROUGH, 2Pts,4MM__ | 40700 | 37000 | #REF! | Truc | 3.1 TESYS D CONTROL & PROTECTION, TERMINAL BLOCKS, THERMAL MANGEMENT
NSYTRV42BL | SCREW TERMINAL, FEED THROUGH, 2Pts,4MM | 29700 | 27000 | #REF! | Truc | 3.1 TESYS D CONTROL & PROTECTION, TERMINAL BLOCKS, THERMAL MANGEMENT
NSYTRV42GN | SCREW TERMINAL, FEED THROUGH, 2 POINTS, | 28600 | 26000 | #REF! | Truc | 3.1 TESYS D CONTROL & PROTECTION, TERMINAL BLOCKS, THERMAL MANGEMENT
NSYTRV42RD | SCREW TERMINAL, FEED THROUGH, 2Pts,4MM__ | 28600 | 26000 | #REF! | Truc | 3.1 TESYS D CONTROL & PROTECTION, TERMINAL BLOCKS, THERMAL MANGEMENT
NSYTRV42SF5LA | SCREW TERMINAL, FUSED, FOR 5X20/25/30MM | 467500 | 425000 | #REF! | Truc | 3.1 TESYS D CONTROL & PROTECTION, TERMINAL BLOCKS, THERMAL MANGEMENT
NSYTRV42WH | SCREW TERMINAL, FEED THROUGH, 2Pts,4MMï¿½ | 62700 | 57000 | #REF! | Truc | 3.1 TESYS D CONTROL & PROTECTION, TERMINAL BLOCKS, THERMAL MANGEMENT
NSYTRV44BL | SCREW TERMINAL, FEED THROUGH, 4 POINTS, | 94600 | 86000 | #REF! | Truc | 3.1 TESYS D CONTROL & PROTECTION, TERMINAL BLOCKS, THERMAL MANGEMENT
NSYTUP7032 | Touch''up paint RAL7032 | 1274900 | 1159000 | #REF! | Truc | 3.4 UNIVERSAL ENCLOSURES
NSYTX2015 | SSteel Canopy 304L 200x150 | 3444100 | 3131000 | #REF! | Truc | 3.4 UNIVERSAL ENCLOSURES
NSYTX3015 | SSteel Canopy 304L 300x150 | 3891800 | 3538000 | #REF! | Truc | 3.4 UNIVERSAL ENCLOSURES
PMR-440N7Q | PMR EP 440 | 2983200 | 2712000 | #REF! | Truc | 3.1 TESYS D CONTROL & PROTECTION, TERMINAL BLOCKS, THERMAL MANGEMENT
PN1FB80 | SET OF CONTACTS | 5077600 | 4616000 | #REF! | Truc | 3.1 TESYS D CONTROL & PROTECTION, TERMINAL BLOCKS, THERMAL MANGEMENT
PN1GB80 | SET OF CONTACTS | 7389800 | 6718000 | #REF! | Truc | 3.1 TESYS D CONTROL & PROTECTION, TERMINAL BLOCKS, THERMAL MANGEMENT
PN1JB80 | SET OF CONTACTS | 11882200 | 10802000 | #REF! | Truc | 3.1 TESYS D CONTROL & PROTECTION, TERMINAL BLOCKS, THERMAL MANGEMENT
TRV00121 | FRONT DISPLAY MODULE FDM 121 96 96 MM UL | 8031100 | 7301000 | #REF! | Truc | 4.4 CIRCUIT PROTECTION <=1000A
TRV00128 | FDM MOUNTING ACCESSORY DIAM 22 | 130900 | 119000 | #REF! | Truc | 4.4 CIRCUIT PROTECTION <=1000A
TRV00217 | 10 stacking connectors for communication interface modules | 5761800 | 5238000 | #REF! | Truc | 4.4 CIRCUIT PROTECTION <=1000A
TRV00803 | 10 RJ45/RJ45 MALE CORD L=0,3 M | 2127400 | 1934000 | #REF! | Truc | 4.4 CIRCUIT PROTECTION <=1000A
TRV00806 | 10 RJ45/RJ45 MALE CORD L=0,6 M | 2983200 | 2712000 | #REF! | Truc | 4.4 CIRCUIT PROTECTION <=1000A
TRV00810 | 5 RJ45/RJ45 MALE CORD L=1 M | 2164800 | 1968000 | #REF! | Truc | 4.4 CIRCUIT PROTECTION <=1000A
TRV00820 | 5 RJ45/RJ45 MALE CORD L=2 M | 2844600 | 2586000 | #REF! | Truc | 4.4 CIRCUIT PROTECTION <=1000A
TRV00830 | 5 RJ45/RJ45 MALE CORD L=3 M | 4764100 | 4331000 | #REF! | Truc | 4.4 CIRCUIT PROTECTION <=1000A
TRV00850 | 1 RJ45/RJ45 MALE CORD L=5 M | 1424500 | 1295000 | #REF! | Truc | 4.4 CIRCUIT PROTECTION <=1000A
TRV00870 | 5 RJ45 CONNECTORS FEMALE/FEMALE | 1773200 | 1612000 | #REF! | Truc | 4.4 CIRCUIT PROTECTION <=1000A
TRV00880 | 10 ULP LINE TERMINATION | 862400 | 784000 | #REF! | Truc | 4.4 CIRCUIT PROTECTION <=1000A
TRV00910 | MAINTENANCE CASE WITH USB INTERFACE | 92558400 | 84144000 | #REF! | Truc | 4.4 CIRCUIT PROTECTION <=1000A
TRV00911 | INTERFACE DE MAINTENANCE USB | 49585800 | 45078000 | #REF! | Truc | 4.4 CIRCUIT PROTECTION <=1000A
TRV00915 | POWER SUP 110-240VAC FOR USB INTERFACE | 15202000 | 13820000 | #REF! | Truc | 4.4 CIRCUIT PROTECTION <=1000A
TRV00917 | CORDON MICROLOGIC POUR INTERFACE USB | 11212300 | 10193000 | #REF! | Truc | 4.4 CIRCUIT PROTECTION <=1000A
V01 | BODY 3P DISC SWITCH 20A | 1085700 | 987000 | #REF! | Truc | 3.1 TESYS D CONTROL & PROTECTION, TERMINAL BLOCKS, THERMAL MANGEMENT
V02 | BODY 3P DISCON SWITCH 12A | 953700 | 867000 | #REF! | Truc | 3.1 TESYS D CONTROL & PROTECTION, TERMINAL BLOCKS, THERMAL MANGEMENT
V1 | BODY 3P DISCON.SWITCH 32A | 1584000 | 1440000 | #REF! | Truc | 3.1 TESYS D CONTROL & PROTECTION, TERMINAL BLOCKS, THERMAL MANGEMENT
V2 | BODY 3P DISCON.SWITCH 40A | 1568600 | 1426000 | #REF! | Truc | 3.1 TESYS D CONTROL & PROTECTION, TERMINAL BLOCKS, THERMAL MANGEMENT
V3 | BODY 3P DISCON.SWITCH 63A | 1599400 | 1454000 | #REF! | Truc | 3.1 TESYS D CONTROL & PROTECTION, TERMINAL BLOCKS, THERMAL MANGEMENT
V4 | BODY 3P DISCON SWITCH 80A | 1599400 | 1454000 | #REF! | Truc | 3.1 TESYS D CONTROL & PROTECTION, TERMINAL BLOCKS, THERMAL MANGEMENT
V5 | BODY 3P DISCON SWITCH125A | 4295500 | 3905000 | #REF! | Truc | 3.1 TESYS D CONTROL & PROTECTION, TERMINAL BLOCKS, THERMAL MANGEMENT
V6 | BODY 3P DISCON SWITCH175A | 4154700 | 3777000 | #REF! | Truc | 3.1 TESYS D CONTROL & PROTECTION, TERMINAL BLOCKS, THERMAL MANGEMENT
VBD0 | MAIN SWITCH DISCON.25A | 1157200 | 1052000 | #REF! | Truc | 3.1 TESYS D CONTROL & PROTECTION, TERMINAL BLOCKS, THERMAL MANGEMENT
VBD01 | MAIN SWITCH DISCON.20A | 1157200 | 1052000 | #REF! | Truc | 3.1 TESYS D CONTROL & PROTECTION, TERMINAL BLOCKS, THERMAL MANGEMENT
VBD02 | MAIN SWITCH DISCON.12A | 1157200 | 1052000 | #REF! | Truc | 3.1 TESYS D CONTROL & PROTECTION, TERMINAL BLOCKS, THERMAL MANGEMENT
VBD1 | MAIN SWITCH DISCON.32A | 1452000 | 1320000 | #REF! | Truc | 3.1 TESYS D CONTROL & PROTECTION, TERMINAL BLOCKS, THERMAL MANGEMENT
VBD2 | MAIN SWITCH DISCON.40A | 1452000 | 1320000 | #REF! | Truc | 3.1 TESYS D CONTROL & PROTECTION, TERMINAL BLOCKS, THERMAL MANGEMENT
VBF01GE | 16A MAIN SWITCH IN ENCLOS | 1871100 | 1701000 | #REF! | Truc | 3.1 TESYS D CONTROL & PROTECTION, TERMINAL BLOCKS, THERMAL MANGEMENT
VBF02GE | 10A MAIN SWITCH IN ENCLOS | 1871100 | 1701000 | #REF! | Truc | 3.1 TESYS D CONTROL & PROTECTION, TERMINAL BLOCKS, THERMAL MANGEMENT
VBF0GE | 20A MAIN SWITCH IN ENCLOS | 1871100 | 1701000 | #REF! | Truc | 3.1 TESYS D CONTROL & PROTECTION, TERMINAL BLOCKS, THERMAL MANGEMENT
VBF1 | MAIN SWITCH DISCON.32A | 1062600 | 966000 | #REF! | Truc | 3.1 TESYS D CONTROL & PROTECTION, TERMINAL BLOCKS, THERMAL MANGEMENT
VBF1GE | 25A MAIN SWITCH IN ENCLOS | 1927200 | 1752000 | #REF! | Truc | 3.1 TESYS D CONTROL & PROTECTION, TERMINAL BLOCKS, THERMAL MANGEMENT
VBF2 | MAIN SWITCH DISCON.40A | 1031800 | 938000 | #REF! | Truc | 3.1 TESYS D CONTROL & PROTECTION, TERMINAL BLOCKS, THERMAL MANGEMENT
VBF2GE | 32A MAIN SWITCH IN ENCLOS | 1871100 | 1701000 | #REF! | Truc | 3.1 TESYS D CONTROL & PROTECTION, TERMINAL BLOCKS, THERMAL MANGEMENT
VBF3 | MAIN SWITCH.DISCON.63A | 1678600 | 1526000 | #REF! | Truc | 3.1 TESYS D CONTROL & PROTECTION, TERMINAL BLOCKS, THERMAL MANGEMENT
VBF3GE | SWIT ENCL 50A NO HOLE | 3648700 | 3317000 | #REF! | Truc | 3.1 TESYS D CONTROL & PROTECTION, TERMINAL BLOCKS, THERMAL MANGEMENT
VBF4GE | SWIT ENCL 63A NO HOLE | 3956700 | 3597000 | #REF! | Truc | 3.1 TESYS D CONTROL & PROTECTION, TERMINAL BLOCKS, THERMAL MANGEMENT
VBF5 | MAIN SWITCH.DISCON.125A | 5326200 | 4842000 | #REF! | Truc | 3.1 TESYS D CONTROL & PROTECTION, TERMINAL BLOCKS, THERMAL MANGEMENT
VBF6GEN | ENCLOSED DISCONNECT SWITCH VARIO VBF 3P | 13880900 | 12619000 | #REF! | Truc | 3.1 TESYS D CONTROL & PROTECTION, TERMINAL BLOCKS, THERMAL MANGEMENT
VC3GUN | UL ENCLOSED SWITCH 3X45A PADLOCK HANDLE | 4165700 | 3787000 | #REF! | Truc | 3.1 TESYS D CONTROL & PROTECTION, TERMINAL BLOCKS, THERMAL MANGEMENT
VCCD0 | MAIN EMERG.SWITCH+HDL 25A | 1507000 | 1370000 | #REF! | Truc | 3.1 TESYS D CONTROL & PROTECTION, TERMINAL BLOCKS, THERMAL MANGEMENT
VCCD01 | MAIN EMERG.SWITCH+HDL 20A | 1552100 | 1411000 | #REF! | Truc | 3.1 TESYS D CONTROL & PROTECTION, TERMINAL BLOCKS, THERMAL MANGEMENT
VCCD02 | MAIN EMERG.SWITCH+HDL 12A | 1552100 | 1411000 | #REF! | Truc | 3.1 TESYS D CONTROL & PROTECTION, TERMINAL BLOCKS, THERMAL MANGEMENT
VCCD1 | MAIN EMERG.SWITCH+HDL 32A | 1633500 | 1485000 | #REF! | Truc | 3.1 TESYS D CONTROL & PROTECTION, TERMINAL BLOCKS, THERMAL MANGEMENT
VCCDN12 | MAIN EMERG SWIT HDL 12A | 1153900 | 1049000 | #REF! | Truc | 3.1 TESYS D CONTROL & PROTECTION, TERMINAL BLOCKS, THERMAL MANGEMENT
VCCDN20 | MAIN EMERG SWITH HDL 20A | 1271600 | 1156000 | #REF! | Truc | 3.1 TESYS D CONTROL & PROTECTION, TERMINAL BLOCKS, THERMAL MANGEMENT
VCCF01 | MAIN EMERG.SWITCH HDL 20A | 1629100 | 1481000 | #REF! | Truc | 3.1 TESYS D CONTROL & PROTECTION, TERMINAL BLOCKS, THERMAL MANGEMENT
VCCF02 | MAIN EMERG.SWITCH HDL 12A | 1629100 | 1481000 | #REF! | Truc | 3.1 TESYS D CONTROL & PROTECTION, TERMINAL BLOCKS, THERMAL MANGEMENT
VCCF1 | MAIN EMERG.SWITCH+HDL 32A | 1631300 | 1483000 | #REF! | Truc | 3.1 TESYS D CONTROL & PROTECTION, TERMINAL BLOCKS, THERMAL MANGEMENT
VCCF2 | MAIN EMERG.SWITCH+HDL 40A | 1777600 | 1616000 | #REF! | Truc | 3.1 TESYS D CONTROL & PROTECTION, TERMINAL BLOCKS, THERMAL MANGEMENT
VCCF3 | MAIN EMERG SWITCH+HDL 63A | 2670800 | 2428000 | #REF! | Truc | 3.1 TESYS D CONTROL & PROTECTION, TERMINAL BLOCKS, THERMAL MANGEMENT
VCCF4 | MAIN EMERG SWITCH+HDL 80A | 3999600 | 3636000 | #REF! | Truc | 3.1 TESYS D CONTROL & PROTECTION, TERMINAL BLOCKS, THERMAL MANGEMENT
VCCF5 | MAIN EMERG SWITCH+HDL125A | 5706800 | 5188000 | #REF! | Truc | 3.1 TESYS D CONTROL & PROTECTION, TERMINAL BLOCKS, THERMAL MANGEMENT
VCCF6 | MAIN EMERG SWITCH+HDL175A | 5706800 | 5188000 | #REF! | Truc | 3.1 TESYS D CONTROL & PROTECTION, TERMINAL BLOCKS, THERMAL MANGEMENT
VCD0 | MAIN EMERGENCY SWITCH 25A | 1426700 | 1297000 | #REF! | Truc | 3.1 TESYS D CONTROL & PROTECTION, TERMINAL BLOCKS, THERMAL MANGEMENT
VCD02 | MAIN EMERGENCY SWITCH 12A | 1183600 | 1076000 | #REF! | Truc | 3.1 TESYS D CONTROL & PROTECTION, TERMINAL BLOCKS, THERMAL MANGEMENT
VCD1 | MAIN EMERGENCY SWITCH 32A | 1426700 | 1297000 | #REF! | Truc | 3.1 TESYS D CONTROL & PROTECTION, TERMINAL BLOCKS, THERMAL MANGEMENT
VCDN12 | AMINI MAIN EMERG SWIT 12A | 876700 | 797000 | #REF! | Truc | 3.1 TESYS D CONTROL & PROTECTION, TERMINAL BLOCKS, THERMAL MANGEMENT
VCDN20 | MINI MAIN EMERG SWIT 20A | 971300 | 883000 | #REF! | Truc | 3.1 TESYS D CONTROL & PROTECTION, TERMINAL BLOCKS, THERMAL MANGEMENT
VCF0 | MAIN EMERGENCY SWITCH 25A | 1204500 | 1095000 | #REF! | Truc | 3.1 TESYS D CONTROL & PROTECTION, TERMINAL BLOCKS, THERMAL MANGEMENT
VCF01 | MAIN EMERGENCY SWITCH 20A | 1203400 | 1094000 | #REF! | Truc | 3.1 TESYS D CONTROL & PROTECTION, TERMINAL BLOCKS, THERMAL MANGEMENT
VCF01GE | 16A MAIN EMERG SWIT ENCLO | 1933800 | 1758000 | #REF! | Truc | 3.1 TESYS D CONTROL & PROTECTION, TERMINAL BLOCKS, THERMAL MANGEMENT
VCF02 | MAIN EMERGENCY SWITCH 12A | 1105500 | 1005000 | #REF! | Truc | 3.1 TESYS D CONTROL & PROTECTION, TERMINAL BLOCKS, THERMAL MANGEMENT
VCF02GE | 10A MAIN EMERG SWIT ENCLO | 1933800 | 1758000 | #REF! | Truc | 3.1 TESYS D CONTROL & PROTECTION, TERMINAL BLOCKS, THERMAL MANGEMENT
VCF0GE | 20A MAIN EMERG SWIT ENCLO | 1933800 | 1758000 | #REF! | Truc | 3.1 TESYS D CONTROL & PROTECTION, TERMINAL BLOCKS, THERMAL MANGEMENT
VCF0GEGP | ENCLOSED CASE SWITCH DISCONNECTOR VARIO | 2466200 | 2242000 | #REF! | Truc | 3.1 TESYS D CONTROL & PROTECTION, TERMINAL BLOCKS, THERMAL MANGEMENT
VCF1 | MAIN EMERGENCY SWITCH 32A | 1180300 | 1073000 | #REF! | Truc | 3.1 TESYS D CONTROL & PROTECTION, TERMINAL BLOCKS, THERMAL MANGEMENT
VCF1GE | 25A MAIN EMERG SWIT ENCLO | 1965700 | 1787000 | #REF! | Truc | 3.1 TESYS D CONTROL & PROTECTION, TERMINAL BLOCKS, THERMAL MANGEMENT
VCF2 | MAIN EMERGENCY SWITCH 40A | 1203400 | 1094000 | #REF! | Truc | 3.1 TESYS D CONTROL & PROTECTION, TERMINAL BLOCKS, THERMAL MANGEMENT
VCF2GE | 32A MAIN EMERG SWIT ENCLO | 2159300 | 1963000 | #REF! | Truc | 3.1 TESYS D CONTROL & PROTECTION, TERMINAL BLOCKS, THERMAL MANGEMENT
VCF3 | MAIN/EMERGENCY SWITCH 63A | 1941500 | 1765000 | #REF! | Truc | 3.1 TESYS D CONTROL & PROTECTION, TERMINAL BLOCKS, THERMAL MANGEMENT
VCF3GE | SWITCH ENCLOSURE PVC | 2374900 | 2159000 | #REF! | Truc | 3.1 TESYS D CONTROL & PROTECTION, TERMINAL BLOCKS, THERMAL MANGEMENT
VCF4 | MAIN/EMERGENCY SWITCH 80A | 2310000 | 2100000 | #REF! | Truc | 3.1 TESYS D CONTROL & PROTECTION, TERMINAL BLOCKS, THERMAL MANGEMENT
VCF4GE | ASWITCH ENCLOSURE PVC | 4045800 | 3678000 | #REF! | Truc | 3.1 TESYS D CONTROL & PROTECTION, TERMINAL BLOCKS, THERMAL MANGEMENT
VCF5 | MAIN/EMERGENCY SWITCH125A | 5513200 | 5012000 | #REF! | Truc | 3.1 TESYS D CONTROL & PROTECTION, TERMINAL BLOCKS, THERMAL MANGEMENT
VCF5GEN | ENCLOSED DISCONNECT SWITCH VARIO VCF 3P | 14113000 | 12830000 | #REF! | Truc | 3.1 TESYS D CONTROL & PROTECTION, TERMINAL BLOCKS, THERMAL MANGEMENT
VCF6 | MAIN/EMERGENCY SWITCH175A | 5625400 | 5114000 | #REF! | Truc | 3.1 TESYS D CONTROL & PROTECTION, TERMINAL BLOCKS, THERMAL MANGEMENT
VCF6GEN | ENCLOSED DISCONNECT SWITCH VARIO VCF 3P | 13578400 | 12344000 | #REF! | Truc | 3.1 TESYS D CONTROL & PROTECTION, TERMINAL BLOCKS, THERMAL MANGEMENT
VCFN12GE | 10A MAIN EMERG SWIT ENCLO | 1532300 | 1393000 | #REF! | Truc | 3.1 TESYS D CONTROL & PROTECTION, TERMINAL BLOCKS, THERMAL MANGEMENT
VCFN25GE | 20A MAIN EMERG SWIT ENCLO | 1486100 | 1351000 | #REF! | Truc | 3.1 TESYS D CONTROL & PROTECTION, TERMINAL BLOCKS, THERMAL MANGEMENT
VCFN32GE | 25A MAIN EMERG SWIT ENCLO | 1486100 | 1351000 | #REF! | Truc | 3.1 TESYS D CONTROL & PROTECTION, TERMINAL BLOCKS, THERMAL MANGEMENT
VCFXGE2 | EMPTY ENC MAIN EMERG S 32 | 1895300 | 1723000 | #REF! | Truc | 3.1 TESYS D CONTROL & PROTECTION, TERMINAL BLOCKS, THERMAL MANGEMENT
VCFXGE4 | ENCLOSURE | 1883200 | 1712000 | #REF! | Truc | 3.1 TESYS D CONTROL & PROTECTION, TERMINAL BLOCKS, THERMAL MANGEMENT
VN12 | BODY 3P DISCON SWITCH 12A | 710600 | 646000 | #REF! | Truc | 3.1 TESYS D CONTROL & PROTECTION, TERMINAL BLOCKS, THERMAL MANGEMENT
VN20 | BODY 3P DISCON SWITCH 20A | 715000 | 650000 | #REF! | Truc | 3.1 TESYS D CONTROL & PROTECTION, TERMINAL BLOCKS, THERMAL MANGEMENT
VVE3 | MAIN EMERGENCY SWITCH 63A | 2029500 | 1845000 | #REF! | Truc | 3.1 TESYS D CONTROL & PROTECTION, TERMINAL BLOCKS, THERMAL MANGEMENT
VZ0 | MAIN CONTACT 25A | 470800 | 428000 | #REF! | Truc | 3.1 TESYS D CONTROL & PROTECTION, TERMINAL BLOCKS, THERMAL MANGEMENT
VZ01 | MAIN CONTACT 20A | 448800 | 408000 | #REF! | Truc | 3.1 TESYS D CONTROL & PROTECTION, TERMINAL BLOCKS, THERMAL MANGEMENT
VZ02 | MAIN CONTACT 12A | 448800 | 408000 | #REF! | Truc | 3.1 TESYS D CONTROL & PROTECTION, TERMINAL BLOCKS, THERMAL MANGEMENT
VZ1 | MAIN CONTACT 32A | 586300 | 533000 | #REF! | Truc | 3.1 TESYS D CONTROL & PROTECTION, TERMINAL BLOCKS, THERMAL MANGEMENT
VZ10 | 3 POLE INPUT TERMI- COVER | 90200 | 82000 | #REF! | Truc | 3.1 TESYS D CONTROL & PROTECTION, TERMINAL BLOCKS, THERMAL MANGEMENT
VZ11 | NEUTRAL MODULE 40A | 488400 | 444000 | #REF! | Truc | 3.1 TESYS D CONTROL & PROTECTION, TERMINAL BLOCKS, THERMAL MANGEMENT
VZ12 | NEUTRAL MODULE 63A | 730400 | 664000 | #REF! | Truc | 3.1 TESYS D CONTROL & PROTECTION, TERMINAL BLOCKS, THERMAL MANGEMENT
VZ13 | NEUTRAL MODULE 175A | 1647800 | 1498000 | #REF! | Truc | 3.1 TESYS D CONTROL & PROTECTION, TERMINAL BLOCKS, THERMAL MANGEMENT
VZ14 | PE TERMINAL 40A | 332200 | 302000 | #REF! | Truc | 3.1 TESYS D CONTROL & PROTECTION, TERMINAL BLOCKS, THERMAL MANGEMENT
VZ15 | TERMINAL PE 80A | 574200 | 522000 | #REF! | Truc | 3.1 TESYS D CONTROL & PROTECTION, TERMINAL BLOCKS, THERMAL MANGEMENT
VZ17 | SHAFT EXTENSION PIECE | 225500 | 205000 | #REF! | Truc | 3.1 TESYS D CONTROL & PROTECTION, TERMINAL BLOCKS, THERMAL MANGEMENT
VZ18 | SHAFT EXTENSION PIECE | 426800 | 388000 | #REF! | Truc | 3.1 TESYS D CONTROL & PROTECTION, TERMINAL BLOCKS, THERMAL MANGEMENT
VZ2 | MAIN CONTACT 40A | 444400 | 404000 | #REF! | Truc | 3.1 TESYS D CONTROL & PROTECTION, TERMINAL BLOCKS, THERMAL MANGEMENT
VZ20 | CONTACT BLOCK 2N0 | 675400 | 614000 | #REF! | Truc | 3.1 TESYS D CONTROL & PROTECTION, TERMINAL BLOCKS, THERMAL MANGEMENT
VZ27 | INPUT TERMINAL COVER 80A | 79200 | 72000 | #REF! | Truc | 3.1 TESYS D CONTROL & PROTECTION, TERMINAL BLOCKS, THERMAL MANGEMENT
VZ3 | MAIN CONTACT 63A | 788700 | 717000 | #REF! | Truc | 3.1 TESYS D CONTROL & PROTECTION, TERMINAL BLOCKS, THERMAL MANGEMENT
VZ30 | SHAFT EXTENSION PIECE | 316800 | 288000 | #REF! | Truc | 3.1 TESYS D CONTROL & PROTECTION, TERMINAL BLOCKS, THERMAL MANGEMENT
VZ31 | SHAFT EXTENSION PIECE | 453200 | 412000 | #REF! | Truc | 3.1 TESYS D CONTROL & PROTECTION, TERMINAL BLOCKS, THERMAL MANGEMENT
VZ4 | MAIN CONTACT 80A | 788700 | 717000 | #REF! | Truc | 3.1 TESYS D CONTROL & PROTECTION, TERMINAL BLOCKS, THERMAL MANGEMENT
VZ7 | CONTACT BLOCK 1N0+1NC | 656700 | 597000 | #REF! | Truc | 3.1 TESYS D CONTROL & PROTECTION, TERMINAL BLOCKS, THERMAL MANGEMENT
VZ8 | INPUT TERMI- COVER 3 POLE | 656700 | 597000 | #REF! | Truc | 3.1 TESYS D CONTROL & PROTECTION, TERMINAL BLOCKS, THERMAL MANGEMENT
VZN05 | AUXILIARY CONTACT NO | 419100 | 381000 | #REF! | Truc | 3.1 TESYS D CONTROL & PROTECTION, TERMINAL BLOCKS, THERMAL MANGEMENT
VZN06 | AUXILIARY CONTACT NC | 492800 | 448000 | #REF! | Truc | 3.1 TESYS D CONTROL & PROTECTION, TERMINAL BLOCKS, THERMAL MANGEMENT
VZN11 | AUXILIARY CONTACT NC | 487300 | 443000 | #REF! | Truc | 3.1 TESYS D CONTROL & PROTECTION, TERMINAL BLOCKS, THERMAL MANGEMENT
VZN12 | MAIN CONTACT 12A | 490600 | 446000 | #REF! | Truc | 3.1 TESYS D CONTROL & PROTECTION, TERMINAL BLOCKS, THERMAL MANGEMENT
VZN14 | EARTH LINK | 249700 | 227000 | #REF! | Truc | 3.1 TESYS D CONTROL & PROTECTION, TERMINAL BLOCKS, THERMAL MANGEMENT
VZN20 | MAIN CONTACT 20A | 490600 | 446000 | #REF! | Truc | 3.1 TESYS D CONTROL & PROTECTION, TERMINAL BLOCKS, THERMAL MANGEMENT
VZN30 | SHAFT EXTENSION PIECE | 297000 | 270000 | #REF! | Truc | 3.1 TESYS D CONTROL & PROTECTION, TERMINAL BLOCKS, THERMAL MANGEMENT
ZC4GM1 | CONTACT ELEMENT | 3009600 | 2736000 | #REF! | Truc | 3.1 TESYS D CONTROL & PROTECTION, TERMINAL BLOCKS, THERMAL MANGEMENT
VW3A3404 | INTERFACE CARD FOR 15V OPEN COLLECTOR EN | 7601000 | 6910000 | 10% | Thuy | 5.2 IDVSD: ALTIVAR MACHINE (ATV340), ALTIVAR PROCESS (ATV930, ATV950, APM), ACCESSORIES | Global O2/LT
VW3A3405 | INTERFACE CARD FOR 12V PUSH PULL ENCODER | 7601000 | 6910000 | 10% | Thuy | 5.2 IDVSD: ALTIVAR MACHINE (ATV340), ALTIVAR PROCESS (ATV930, ATV950, APM), ACCESSORIES | Global O2/LT
VW3A3202 | EXTENDED I O CARD | 10153000 | 9230000 | 10% | Thuy | 5.2 IDVSD: ALTIVAR MACHINE (ATV340), ALTIVAR PROCESS (ATV930, ATV950, APM), ACCESSORIES
VW3A3203 | EXTENSION MODULE OF DIGITAL AND ANALOGIC | 8624000 | 7840000 | 10% | Thuy | 5.2 IDVSD: ALTIVAR MACHINE (ATV340), ALTIVAR PROCESS (ATV930, ATV950, APM), ACCESSORIES
VW3A3204 | EXTENSION OUTPUT RELAYS MODULE | 7106000 | 6460000 | 10% | Thuy | 5.2 IDVSD: ALTIVAR MACHINE (ATV340), ALTIVAR PROCESS (ATV930, ATV950, APM), ACCESSORIES
VW3A3401 | INTERFACE CARD FOR 5V RS422 ENCODER | 5390000 | 4900000 | 10% | Thuy | 5.2 IDVSD: ALTIVAR MACHINE (ATV340), ALTIVAR PROCESS (ATV930, ATV950, APM), ACCESSORIES
VW3A3402 | INTERFACE CARD FOR 15V RS422 ENCODER | 5390000 | 4900000 | 10% | Thuy | 5.2 IDVSD: ALTIVAR MACHINE (ATV340), ALTIVAR PROCESS (ATV930, ATV950, APM), ACCESSORIES
VW3A3403 | INTERFACE CARD FOR 12V OPEN COLLECTOR EN | 5390000 | 4900000 | 10% | Thuy | 5.2 IDVSD: ALTIVAR MACHINE (ATV340), ALTIVAR PROCESS (ATV930, ATV950, APM), ACCESSORIES
VW3A3406 | INTERFACE CARD FOR 15V PUSH PULL ENCODER | 5064400 | 4604000 | 10% | Thuy | 5.2 IDVSD: ALTIVAR MACHINE (ATV340), ALTIVAR PROCESS (ATV930, ATV950, APM), ACCESSORIES | Global O2/LT
VW3A3407 | INTERFACE CARD FOR 24V PUSH PULL ENCODER | 5390000 | 4900000 | 10% | Thuy | 5.2 IDVSD: ALTIVAR MACHINE (ATV340), ALTIVAR PROCESS (ATV930, ATV950, APM), ACCESSORIES
VW3A3501 | BLANK PROGRAMMABLE CONTROLLER INSIDE | 16214000 | 14740000 | 10% | Thuy | 5.2 IDVSD: ALTIVAR MACHINE (ATV340), ALTIVAR PROCESS (ATV930, ATV950, APM), ACCESSORIES
VW3A8126 | MULTI-LOADER CABLE WITHOUT | 863500 | 785000 | 10% | Thuy | 5.2 IDVSD: ALTIVAR MACHINE (ATV340), ALTIVAR PROCESS (ATV930, ATV950, APM), ACCESSORIES | Global O2/LT
ATV212HD22N4S | ATV212 SLIM VERSION 22KW 30HP 480V TRI C | 60918000 | 55380000 | 10% | Thuy | 4.6 IDVSD: ALTIVAR BUILDING (ATV212)
ATV212W075N4C | ATV212 0,75KW 1HP 480V TRI CEM IP54 VARI | 50007100 | 45461000 | 10% | Thuy | 4.6 IDVSD: ALTIVAR BUILDING (ATV212)
ATV212WD11N4C | ATV212 11KW 15HP 480V TRI CEM IP54 VARIA | 213584800 | 194168000 | 10% | Thuy | 4.6 IDVSD: ALTIVAR BUILDING (ATV212)
ATV212WD15N4C | ATV212 15KW 20HP 480V TRI CEM IP54 VARIA | 230987900 | 209989000 | 10% | Thuy | 4.6 IDVSD: ALTIVAR BUILDING (ATV212)
ATV212WD18N4C | ATV212 18,5KW 25HP 480V TRI CEM IP54 VAR | 249134600 | 226486000 | 10% | Thuy | 4.6 IDVSD: ALTIVAR BUILDING (ATV212)
ATV212WD22N4C | ATV212 22KW 30HP 480V TRI CEM IP54 VARIA | 265293600 | 241176000 | 10% | Thuy | 4.6 IDVSD: ALTIVAR BUILDING (ATV212)
ATV212WD30N4C | ATV212 30KW 40HP 480V TRI CEM IP54 VARIA | 279679400 | 254254000 | 10% | Thuy | 4.6 IDVSD: ALTIVAR BUILDING (ATV212)
ATV212WD37N4C | ATV212 37KW 50HP 460V TRI IP54 VARIABLE | 306663500 | 278785000 | 10% | Thuy | 4.6 IDVSD: ALTIVAR BUILDING (ATV212)
ATV212WD45N4C | ATV212 45KW 60HP 460V TRI IP54 VARIABLE | 337337000 | 306670000 | 10% | Thuy | 4.6 IDVSD: ALTIVAR BUILDING (ATV212)
ATV212WD55N4C | ATV212 55KW 75HP 460V TRI IP54 VARIABLE | 392620800 | 356928000 | 10% | Thuy | 4.6 IDVSD: ALTIVAR BUILDING (ATV212)
ATV212WD75N4C | ATV212 75KW 100HP 460V TRI IP54 VARIABLE | 412254700 | 374777000 | 10% | Thuy | 4.6 IDVSD: ALTIVAR BUILDING (ATV212)
ATV212WU15N4C | ATV212 1,5KW 2HP 480V TRI CEM IP54 VARIA | 52352300 | 47593000 | 10% | Thuy | 4.6 IDVSD: ALTIVAR BUILDING (ATV212)
ATV212WU22N4C | ATV212 2,2KW 3HP 480V TRI CEM IP54 VARIA | 54726100 | 49751000 | 10% | Thuy | 4.6 IDVSD: ALTIVAR BUILDING (ATV212)
ATV212WU30N4C | ATV212 3KW NAHP 480V TRI CEM IP54 VARIAB | 58615700 | 53287000 | 10% | Thuy | 4.6 IDVSD: ALTIVAR BUILDING (ATV212)
ATV212WU40N4C | ATV212 4KW 5HP 480V TRI CEM IP54 VARIABL | 60374600 | 54886000 | 10% | Thuy | 4.6 IDVSD: ALTIVAR BUILDING (ATV212)
ATV212WU55N4C | ATV212 5,5KW 7,5HP 480V TRI CEM IP54 VAR | 65622700 | 59657000 | 10% | Thuy | 4.6 IDVSD: ALTIVAR BUILDING (ATV212)
ATV212WU75N4C | ATV212 7,5KW 10HP 480V TRI CEM IP54 VARI | 72486700 | 65897000 | 10% | Thuy | 4.6 IDVSD: ALTIVAR BUILDING (ATV212)
ATV950C11N4F | ATV950 IP54 110KW 400V/480V with load switch | 677138000 | 615580000 | 10% | Thuy | 5.2 IDVSD: ALTIVAR MACHINE (ATV340), ALTIVAR PROCESS (ATV930, ATV950, APM), ACCESSORIES
ATV950C13N4F | ATV950 IP54 132KW 400V/480V with load switch | 706343000 | 642130000 | 10% | Thuy | 5.2 IDVSD: ALTIVAR MACHINE (ATV340), ALTIVAR PROCESS (ATV930, ATV950, APM), ACCESSORIES
ATV950C16N4F | ATV950 IP54 160KW 400V/480V with load switch | 749001000 | 680910000 | 10% | Thuy | 5.2 IDVSD: ALTIVAR MACHINE (ATV340), ALTIVAR PROCESS (ATV930, ATV950, APM), ACCESSORIES
ATV950C20N4F | ATV950 IP54 200KW 400V/480V with load switch | 986887000 | 897170000 | 10% | Thuy | 5.2 IDVSD: ALTIVAR MACHINE (ATV340), ALTIVAR PROCESS (ATV930, ATV950, APM), ACCESSORIES
ATV950C25N4F | ATV950 IP54 250KW 400V/480V with load switch | 1106204000 | 1005640000 | 10% | Thuy | 5.2 IDVSD: ALTIVAR MACHINE (ATV340), ALTIVAR PROCESS (ATV930, ATV950, APM), ACCESSORIES
ATV950C31N4F | ATV950 IP54 315KW 400V/480V with load switch | 1313466000 | 1194060000 | 10% | Thuy | 5.2 IDVSD: ALTIVAR MACHINE (ATV340), ALTIVAR PROCESS (ATV930, ATV950, APM), ACCESSORIES
ATV950D11N4 | ATV950 IP55 11KW 400V/480V | 137468100 | 124971000 | 10% | Thuy | 5.2 IDVSD: ALTIVAR MACHINE (ATV340), ALTIVAR PROCESS (ATV930, ATV950, APM), ACCESSORIES
ATV950D11N4E | ATV950 IP55 11KW 400V/480V with load switch | 141666800 | 128788000 | 10% | Thuy | 5.2 IDVSD: ALTIVAR MACHINE (ATV340), ALTIVAR PROCESS (ATV930, ATV950, APM), ACCESSORIES
ATV950D15N4 | ATV950 IP55 15KW 400V/480V | 142937300 | 129943000 | 10% | Thuy | 5.2 IDVSD: ALTIVAR MACHINE (ATV340), ALTIVAR PROCESS (ATV930, ATV950, APM), ACCESSORIES
ATV950D15N4E | ATV950 IP55 15KW 400V/480V with load switch | 148781600 | 135256000 | 10% | Thuy | 5.2 IDVSD: ALTIVAR MACHINE (ATV340), ALTIVAR PROCESS (ATV930, ATV950, APM), ACCESSORIES
ATV950D18N4 | ATV950 IP55 18,5KW 400V/480V | 145732400 | 132484000 | 10% | Thuy | 5.2 IDVSD: ALTIVAR MACHINE (ATV340), ALTIVAR PROCESS (ATV930, ATV950, APM), ACCESSORIES
ATV950D18N4E | ATV950 IP55 18,5KW 400V/480V with load switch | 150173100 | 136521000 | 10% | Thuy | 5.2 IDVSD: ALTIVAR MACHINE (ATV340), ALTIVAR PROCESS (ATV930, ATV950, APM), ACCESSORIES
ATV950D22N4 | ATV950 IP55 22KW 400V/480V | 155255100 | 141141000 | 10% | Thuy | 5.2 IDVSD: ALTIVAR MACHINE (ATV340), ALTIVAR PROCESS (ATV930, ATV950, APM), ACCESSORIES
ATV950D22N4E | ATV950 IP55 22KW 400V/480V with load switch | 159962000 | 145420000 | 10% | Thuy | 5.2 IDVSD: ALTIVAR MACHINE (ATV340), ALTIVAR PROCESS (ATV930, ATV950, APM), ACCESSORIES
ATV950D30N4 | ATV950 IP55 30KW 400V/480V | 173550300 | 157773000 | 10% | Thuy | 5.2 IDVSD: ALTIVAR MACHINE (ATV340), ALTIVAR PROCESS (ATV930, ATV950, APM), ACCESSORIES
ATV950D30N4E | ATV950 IP55 30KW 400V/480V with load switch | 191083200 | 173712000 | 10% | Thuy | 5.2 IDVSD: ALTIVAR MACHINE (ATV340), ALTIVAR PROCESS (ATV930, ATV950, APM), ACCESSORIES
ATV950D37N4 | ATV950 IP55 37KW 400V/480V | 189050400 | 171864000 | 10% | Thuy | 5.2 IDVSD: ALTIVAR MACHINE (ATV340), ALTIVAR PROCESS (ATV930, ATV950, APM), ACCESSORIES
ATV950D37N4E | ATV950 IP55 37KW 400V/480V with load switch | 207986900 | 189079000 | 10% | Thuy | 5.2 IDVSD: ALTIVAR MACHINE (ATV340), ALTIVAR PROCESS (ATV930, ATV950, APM), ACCESSORIES
ATV950D45N4 | ATV950 IP55 45KW 400V/480V | 204937700 | 186307000 | 10% | Thuy | 5.2 IDVSD: ALTIVAR MACHINE (ATV340), ALTIVAR PROCESS (ATV930, ATV950, APM), ACCESSORIES
ATV950D45N4E | ATV950 IP55 45KW 400V/480V with load switch | 225519800 | 205018000 | 10% | Thuy | 5.2 IDVSD: ALTIVAR MACHINE (ATV340), ALTIVAR PROCESS (ATV930, ATV950, APM), ACCESSORIES
ATV950D55N4 | ATV950 IP55 55KW 400V/480V | 241528100 | 219571000 | 10% | Thuy | 5.2 IDVSD: ALTIVAR MACHINE (ATV340), ALTIVAR PROCESS (ATV930, ATV950, APM), ACCESSORIES
ATV950D55N4E | ATV950 IP55 55KW 400V/480V with load switch | 265667600 | 241516000 | 10% | Thuy | 5.2 IDVSD: ALTIVAR MACHINE (ATV340), ALTIVAR PROCESS (ATV930, ATV950, APM), ACCESSORIES
ATV950D75N4 | ATV950 IP55 75KW 400V/480V | 254862300 | 231693000 | 10% | Thuy | 5.2 IDVSD: ALTIVAR MACHINE (ATV340), ALTIVAR PROCESS (ATV930, ATV950, APM), ACCESSORIES
ATV950D75N4E | ATV950 IP55 75KW 400V/480V with load switch | 280405400 | 254914000 | 10% | Thuy | 5.2 IDVSD: ALTIVAR MACHINE (ATV340), ALTIVAR PROCESS (ATV930, ATV950, APM), ACCESSORIES
ATV950D90N4 | ATV950 IP55 90KW 400V/480V | 274173900 | 249249000 | 10% | Thuy | 5.2 IDVSD: ALTIVAR MACHINE (ATV340), ALTIVAR PROCESS (ATV930, ATV950, APM), ACCESSORIES
ATV950D90N4E | ATV950 IP55 90KW 400V/480V with load switch | 301616700 | 274197000 | 10% | Thuy | 5.2 IDVSD: ALTIVAR MACHINE (ATV340), ALTIVAR PROCESS (ATV930, ATV950, APM), ACCESSORIES
ATV950U07N4 | ATV950 IP55 0,75KW 400V/480V | 84361200 | 76692000 | 10% | Thuy | 5.2 IDVSD: ALTIVAR MACHINE (ATV340), ALTIVAR PROCESS (ATV930, ATV950, APM), ACCESSORIES
ATV950U07N4E | ATV950 IP55 0,75KW 400V/480V with load switch | 88559900 | 80509000 | 10% | Thuy | 5.2 IDVSD: ALTIVAR MACHINE (ATV340), ALTIVAR PROCESS (ATV930, ATV950, APM), ACCESSORIES
ATV950U15N4 | ATV950 IP55 1,5KW 400V/480V | 88935000 | 80850000 | 10% | Thuy | 5.2 IDVSD: ALTIVAR MACHINE (ATV340), ALTIVAR PROCESS (ATV930, ATV950, APM), ACCESSORIES
ATV950U15N4E | ATV950 IP55 1,5KW 400V/480V with load switch | 93254700 | 84777000 | 10% | Thuy | 5.2 IDVSD: ALTIVAR MACHINE (ATV340), ALTIVAR PROCESS (ATV930, ATV950, APM), ACCESSORIES
ATV950U22N4 | ATV950 IP55 2,2KW 400V/480V | 93508800 | 85008000 | 10% | Thuy | 5.2 IDVSD: ALTIVAR MACHINE (ATV340), ALTIVAR PROCESS (ATV930, ATV950, APM), ACCESSORIES
ATV950U22N4E | ATV950 IP55 2,2KW 400V/480V with load switch | 98215700 | 89287000 | 10% | Thuy | 5.2 IDVSD: ALTIVAR MACHINE (ATV340), ALTIVAR PROCESS (ATV930, ATV950, APM), ACCESSORIES
ATV950U30N4 | ATV950 IP55 3KW 400V/480V | 96558000 | 87780000 | 10% | Thuy | 5.2 IDVSD: ALTIVAR MACHINE (ATV340), ALTIVAR PROCESS (ATV930, ATV950, APM), ACCESSORIES
ATV950U30N4E | ATV950 IP55 3KW 400V/480V with load switch | 101519000 | 92290000 | 10% | Thuy | 5.2 IDVSD: ALTIVAR MACHINE (ATV340), ALTIVAR PROCESS (ATV930, ATV950, APM), ACCESSORIES
ATV950U40N4 | ATV950 IP55 4KW 400V/480V | 100369500 | 91245000 | 10% | Thuy | 5.2 IDVSD: ALTIVAR MACHINE (ATV340), ALTIVAR PROCESS (ATV930, ATV950, APM), ACCESSORIES
ATV950U40N4E | ATV950 IP55 4KW 400V/480V with load switch | 105330500 | 95755000 | 10% | Thuy | 5.2 IDVSD: ALTIVAR MACHINE (ATV340), ALTIVAR PROCESS (ATV930, ATV950, APM), ACCESSORIES
ATV950U55N4 | ATV950 IP55 5,5KW 400V/480V | 106722000 | 97020000 | 10% | Thuy | 5.2 IDVSD: ALTIVAR MACHINE (ATV340), ALTIVAR PROCESS (ATV930, ATV950, APM), ACCESSORIES
ATV950U55N4E | ATV950 IP55 5,5KW 400V/480V with load switch | 112191200 | 101992000 | 10% | Thuy | 5.2 IDVSD: ALTIVAR MACHINE (ATV340), ALTIVAR PROCESS (ATV930, ATV950, APM), ACCESSORIES
ATV950U75N4 | ATV950 IP55 7,5KW 400V/480V | 118664700 | 107877000 | 10% | Thuy | 5.2 IDVSD: ALTIVAR MACHINE (ATV340), ALTIVAR PROCESS (ATV930, ATV950, APM), ACCESSORIES
ATV950U75N4E | ATV950 IP55 7,5KW 400V/480V with load switch | 124642100 | 113311000 | 10% | Thuy | 5.2 IDVSD: ALTIVAR MACHINE (ATV340), ALTIVAR PROCESS (ATV930, ATV950, APM), ACCESSORIES
SZ1RV1202 | POTENTIOMETER | 2635600 | 2396000 | 10% | Thuy | 5.2 IDVSD: ALTIVAR MACHINE (ATV340), ALTIVAR PROCESS (ATV930, ATV950, APM), ACCESSORIES
TCSCAR013M120 | CANOPEN RJ45 LINE TERMINATION | 231000 | 210000 | 10% | Thuy | 5.2 IDVSD: ALTIVAR MACHINE (ATV340), ALTIVAR PROCESS (ATV930, ATV950, APM), ACCESSORIES
TCSCAR01NM120 | CANOPEN LINE TERMINATION TO SCREW | 465300 | 423000 | 10% | Thuy | 5.2 IDVSD: ALTIVAR MACHINE (ATV340), ALTIVAR PROCESS (ATV930, ATV950, APM), ACCESSORIES
TCSCCN4F3M1T | CANOPEN CABLE, 1M, SUB-D 9 FEMALE/RJ45 | 341000 | 310000 | 10% | Thuy | 5.2 IDVSD: ALTIVAR MACHINE (ATV340), ALTIVAR PROCESS (ATV930, ATV950, APM), ACCESSORIES
TCSCCN4F3M3T | CANOPEN CABLE, 3M, SUB-D 9 FEMALE/RJ45 | 486200 | 442000 | 10% | Thuy | 5.2 IDVSD: ALTIVAR MACHINE (ATV340), ALTIVAR PROCESS (ATV930, ATV950, APM), ACCESSORIES
TCSCTN023F13M03 | RJ45 CANOPEN CONNECTOR | 443300 | 403000 | 10% | Thuy | 5.2 IDVSD: ALTIVAR MACHINE (ATV340), ALTIVAR PROCESS (ATV930, ATV950, APM), ACCESSORIES
TCSCTN026M16M | OPENSTYLE CONNECTOR CANOPEN | 5696900 | 5179000 | 10% | Thuy | 5.2 IDVSD: ALTIVAR MACHINE (ATV340), ALTIVAR PROCESS (ATV930, ATV950, APM), ACCESSORIES
TCSMCNAM3M002P | USB/RJ45 cable. Used to connect a PC to the device. This cable is 2.5 m long and has a USB connector (PC end) and an RJ45 connector (device end). | 3289000 | 2990000 | 10% | Thuy | 5.2 IDVSD: ALTIVAR MACHINE (ATV340), ALTIVAR PROCESS (ATV930, ATV950, APM), ACCESSORIES
VW3A11851 | PLATE MOUNTING ON RAIL UP TO 0,75KW/1 | 1556500 | 1415000 | 10% | Thuy | 5.2 IDVSD: ALTIVAR MACHINE (ATV340), ALTIVAR PROCESS (ATV930, ATV950, APM), ACCESSORIES
VW3A21101 | REMOTE KEYPAD ALTIVAR 21 | 6040100 | 5491000 | 10% | Thuy | 5.2 IDVSD: ALTIVAR MACHINE (ATV340), ALTIVAR PROCESS (ATV930, ATV950, APM), ACCESSORIES
VW3A21212 | COMMUNICATION ELECTRONIC BOARD FOR VARIA | 3694900 | 3359000 | 10% | Thuy | 5.2 IDVSD: ALTIVAR MACHINE (ATV340), ALTIVAR PROCESS (ATV930, ATV950, APM), ACCESSORIES
VW3A3101 | 115V I O INTERFACE | 16247000 | 14770000 | 10% | Thuy | 5.2 IDVSD: ALTIVAR MACHINE (ATV340), ALTIVAR PROCESS (ATV930, ATV950, APM), ACCESSORIES
VW3A31101 | REMOTE DISPLAY MODULE OPT | 5126000 | 4660000 | 10% | Thuy | 5.2 IDVSD: ALTIVAR MACHINE (ATV340), ALTIVAR PROCESS (ATV930, ATV950, APM), ACCESSORIES
VW3A31201 | ELECTRONIC CARD INPUT OUTPUT ATV312 | 2713700 | 2467000 | 10% | Thuy | 5.2 IDVSD: ALTIVAR MACHINE (ATV340), ALTIVAR PROCESS (ATV930, ATV950, APM), ACCESSORIES
VW3A31207 | ELECTRONNIC CARD PROFIBUS ATV312 | 10340000 | 9400000 | 10% | Thuy | 5.2 IDVSD: ALTIVAR MACHINE (ATV340), ALTIVAR PROCESS (ATV930, ATV950, APM), ACCESSORIES
VW3A31208 | ELECTRONIC CARD CANOPEN 2X RJ45 ATV312 | 4282300 | 3893000 | 10% | Thuy | 5.2 IDVSD: ALTIVAR MACHINE (ATV340), ALTIVAR PROCESS (ATV930, ATV950, APM), ACCESSORIES
VW3A31402 | EMC FILTER S1 S2 M3 | 2623500 | 2385000 | 10% | Thuy | 5.2 IDVSD: ALTIVAR MACHINE (ATV340), ALTIVAR PROCESS (ATV930, ATV950, APM), ACCESSORIES
VW3A31404 | FILTER T5-T6 M3 T1-T6 N4 | 3943500 | 3585000 | 10% | Thuy | 5.2 IDVSD: ALTIVAR MACHINE (ATV340), ALTIVAR PROCESS (ATV930, ATV950, APM), ACCESSORIES
VW3A31407 | EMC FILTER S8-M3 N4 | 10943900 | 9949000 | 10% | Thuy | 5.2 IDVSD: ALTIVAR MACHINE (ATV340), ALTIVAR PROCESS (ATV930, ATV950, APM), ACCESSORIES
vw3a31408 | EMC FILTER S9 M3 | 19383100 | 17621000 | 10% | Thuy | 5.2 IDVSD: ALTIVAR MACHINE (ATV340), ALTIVAR PROCESS (ATV930, ATV950, APM), ACCESSORIES
VW3A31814 | NEMA TYPE A OPTION S6 | 1766600 | 1606000 | 10% | Thuy | 5.2 IDVSD: ALTIVAR MACHINE (ATV340), ALTIVAR PROCESS (ATV930, ATV950, APM), ACCESSORIES
VW3A31815 | NEMA TYPE1 OPTION - S7 | 1439900 | 1309000 | 10% | Thuy | 5.2 IDVSD: ALTIVAR MACHINE (ATV340), ALTIVAR PROCESS (ATV930, ATV950, APM), ACCESSORIES
VW3A31816 | NEMA TYPE1 OPTION - S8 | 1683000 | 1530000 | 10% | Thuy | 5.2 IDVSD: ALTIVAR MACHINE (ATV340), ALTIVAR PROCESS (ATV930, ATV950, APM), ACCESSORIES
VW3A31817 | NEMA TYPE1 OPTION - S9 | 3584900 | 3259000 | 10% | Thuy | 5.2 IDVSD: ALTIVAR MACHINE (ATV340), ALTIVAR PROCESS (ATV930, ATV950, APM), ACCESSORIES
VW3A3302 | MODBUS PLUS CARD | 9130000 | 8300000 | 10% | Thuy | 5.2 IDVSD: ALTIVAR MACHINE (ATV340), ALTIVAR PROCESS (ATV930, ATV950, APM), ACCESSORIES
VW3A3304 | INTERBUS S CARD | 8470000 | 7700000 | 10% | Thuy | 5.2 IDVSD: ALTIVAR MACHINE (ATV340), ALTIVAR PROCESS (ATV930, ATV950, APM), ACCESSORIES
VW3A3307 | PROFIBUS DP CARD | 7843000 | 7130000 | 10% | Thuy | 5.2 IDVSD: ALTIVAR MACHINE (ATV340), ALTIVAR PROCESS (ATV930, ATV950, APM), ACCESSORIES
VW3A3309 | DEVICENET CARD | 7477800 | 6798000 | 10% | Thuy | 5.2 IDVSD: ALTIVAR MACHINE (ATV340), ALTIVAR PROCESS (ATV930, ATV950, APM), ACCESSORIES
VW3A3310D | MODBUS TCP DAISY CHAIN | 9229000 | 8390000 | 10% | Thuy | 5.2 IDVSD: ALTIVAR MACHINE (ATV340), ALTIVAR PROCESS (ATV930, ATV950, APM), ACCESSORIES
VW3A3316 | OPTION BOARD ETHERNET IP | 11011000 | 10010000 | 10% | Thuy | 5.2 IDVSD: ALTIVAR MACHINE (ATV340), ALTIVAR PROCESS (ATV930, ATV950, APM), ACCESSORIES
VW3A3317 | OPTION BOARD CC LINK FOR ATV61 71 | 12793000 | 11630000 | 10% | Thuy | 5.2 IDVSD: ALTIVAR MACHINE (ATV340), ALTIVAR PROCESS (ATV930, ATV950, APM), ACCESSORIES
VW3A3326 | COMMUNICATION CARD ETHERCAT ATV71 | 24634500 | 22395000 | 10% | Thuy | 5.2 IDVSD: ALTIVAR MACHINE (ATV340), ALTIVAR PROCESS (ATV930, ATV950, APM), ACCESSORIES
VW3A3409 | UNIVERSAL ENCODER BOARD | 6787000 | 6170000 | 10% | Thuy | 5.2 IDVSD: ALTIVAR MACHINE (ATV340), ALTIVAR PROCESS (ATV930, ATV950, APM), ACCESSORIES
VW3A3411 | INCREMENTAL ENCODER BOARD W. EMULATION | 13627900 | 12389000 | 10% | Thuy | 5.2 IDVSD: ALTIVAR MACHINE (ATV340), ALTIVAR PROCESS (ATV930, ATV950, APM), ACCESSORIES
VW3A3521 | ELECTRONIC CONTROLLER TYPE G CARD ATV-IM | 24640000 | 22400000 | 10% | Thuy | 5.2 IDVSD: ALTIVAR MACHINE (ATV340), ALTIVAR PROCESS (ATV930, ATV950, APM), ACCESSORIES
VW3A3601 | ETHERCAT DAISY CHAIN COMMUNICATION CARD | 12487200 | 11352000 | 10% | Thuy | 5.2 IDVSD: ALTIVAR MACHINE (ATV340), ALTIVAR PROCESS (ATV930, ATV950, APM), ACCESSORIES
VW3A3607 | ELECTRONIC OPTION CARD PROFIBUS ATV32 LX | 7931000 | 7210000 | 10% | Thuy | 5.2 IDVSD: ALTIVAR MACHINE (ATV340), ALTIVAR PROCESS (ATV930, ATV950, APM), ACCESSORIES
VW3A3609 | ELECTRONIC CARD DEVICENET ATV32 | 9805400 | 8914000 | 10% | Thuy | 5.2 IDVSD: ALTIVAR MACHINE (ATV340), ALTIVAR PROCESS (ATV930, ATV950, APM), ACCESSORIES
VW3A3616 | ELECTRONIC OPTION CARD ETHERNET TCP/IP A | 10956000 | 9960000 | 10% | Thuy | 5.2 IDVSD: ALTIVAR MACHINE (ATV340), ALTIVAR PROCESS (ATV930, ATV950, APM), ACCESSORIES
VW3A3618 | ELECTRONIC OPTION CARD CANOPEN SUBD9 ATV | 4169000 | 3790000 | 10% | Thuy | 5.2 IDVSD: ALTIVAR MACHINE (ATV340), ALTIVAR PROCESS (ATV930, ATV950, APM), ACCESSORIES
VW3A3627 | ATV32 profinet communication card | 11154000 | 10140000 | 10% | Thuy | 5.2 IDVSD: ALTIVAR MACHINE (ATV340), ALTIVAR PROCESS (ATV930, ATV950, APM), ACCESSORIES
VW3A4401 | S2 EMC FOOTPRINT FILTER | 6820000 | 6200000 | 10% | Thuy | 5.2 IDVSD: ALTIVAR MACHINE (ATV340), ALTIVAR PROCESS (ATV930, ATV950, APM), ACCESSORIES
VW3A4403 | S4 EMC FOOTPRINT FILTER | 13927100 | 12661000 | 10% | Thuy | 5.2 IDVSD: ALTIVAR MACHINE (ATV340), ALTIVAR PROCESS (ATV930, ATV950, APM), ACCESSORIES
VW3A4404 | S5A EMC FOOTPRINT FILTER | 15374700 | 13977000 | 10% | Thuy | 5.2 IDVSD: ALTIVAR MACHINE (ATV340), ALTIVAR PROCESS (ATV930, ATV950, APM), ACCESSORIES
VW3A4405 | S5B EMC FOOTPRINT FILTER | 24998600 | 22726000 | 10% | Thuy | 5.2 IDVSD: ALTIVAR MACHINE (ATV340), ALTIVAR PROCESS (ATV930, ATV950, APM), ACCESSORIES
VW3A4406 | S6 EMC FOOTPRINT FILTER | 36176800 | 32888000 | 10% | Thuy | 5.2 IDVSD: ALTIVAR MACHINE (ATV340), ALTIVAR PROCESS (ATV930, ATV950, APM), ACCESSORIES
VW3A4407 | S7A EMC FOOTPRINT FILTER | 38236000 | 34760000 | 10% | Thuy | 5.2 IDVSD: ALTIVAR MACHINE (ATV340), ALTIVAR PROCESS (ATV930, ATV950, APM), ACCESSORIES
VW3A4408 | S7B 8 EMC FOOTPRINT FILTER | 109615000 | 99650000 | 10% | Thuy | 5.2 IDVSD: ALTIVAR MACHINE (ATV340), ALTIVAR PROCESS (ATV930, ATV950, APM), ACCESSORIES
VW3A4410 | EMC INPUT FILTER 300A IP00 | 52456800 | 47688000 | 10% | Thuy | 5.2 IDVSD: ALTIVAR MACHINE (ATV340), ALTIVAR PROCESS (ATV930, ATV950, APM), ACCESSORIES
VW3A4411 | EMC INPUT FILTER 600A IP00 | 68735700 | 62487000 | 10% | Thuy | 5.2 IDVSD: ALTIVAR MACHINE (ATV340), ALTIVAR PROCESS (ATV930, ATV950, APM), ACCESSORIES
VW3A4412 | EMC INPUT FILTER 800A IP00 | 79952400 | 72684000 | 10% | Thuy | 5.2 IDVSD: ALTIVAR MACHINE (ATV340), ALTIVAR PROCESS (ATV930, ATV950, APM), ACCESSORIES
VW3A4416 | EMC FILTER | 4840000 | 4400000 | 10% | Thuy | 5.2 IDVSD: ALTIVAR MACHINE (ATV340), ALTIVAR PROCESS (ATV930, ATV950, APM), ACCESSORIES
VW3A4417 | EMC FILTER | 5468100 | 4971000 | 10% | Thuy | 5.2 IDVSD: ALTIVAR MACHINE (ATV340), ALTIVAR PROCESS (ATV930, ATV950, APM), ACCESSORIES
VW3A4418 | EMC FILTER | 8250000 | 7500000 | 10% | Thuy | 5.2 IDVSD: ALTIVAR MACHINE (ATV340), ALTIVAR PROCESS (ATV930, ATV950, APM), ACCESSORIES
VW3A4419 | EMC FILTER | 11440000 | 10400000 | 10% | Thuy | 5.2 IDVSD: ALTIVAR MACHINE (ATV340), ALTIVAR PROCESS (ATV930, ATV950, APM), ACCESSORIES
VW3A4420 | EMC FILTER 9A 1PH | 3309900 | 3009000 | 10% | Thuy | 5.2 IDVSD: ALTIVAR MACHINE (ATV340), ALTIVAR PROCESS (ATV930, ATV950, APM), ACCESSORIES
VW3A4421 | EMC FILTER 16A 1PH | 4847700 | 4407000 | 10% | Thuy | 5.2 IDVSD: ALTIVAR MACHINE (ATV340), ALTIVAR PROCESS (ATV930, ATV950, APM), ACCESSORIES
VW3A4422 | EMC FILTER 15A 3PH | 6602200 | 6002000 | 10% | Thuy | 5.2 IDVSD: ALTIVAR MACHINE (ATV340), ALTIVAR PROCESS (ATV930, ATV950, APM), ACCESSORIES
VW3A4423 | EMC FILTER 25A 3PH | 11214500 | 10195000 | 10% | Thuy | 5.2 IDVSD: ALTIVAR MACHINE (ATV340), ALTIVAR PROCESS (ATV930, ATV950, APM), ACCESSORIES
VW3A4424 | EMC INPUT FILTER 3PH 240V-500V 47A | 13385900 | 12169000 | 10% | Thuy | 5.2 IDVSD: ALTIVAR MACHINE (ATV340), ALTIVAR PROCESS (ATV930, ATV950, APM), ACCESSORIES
VW3A4425 | EMC INPUT FILTER 3PH 500V 49A | 14520000 | 13200000 | 10% | Thuy | 5.2 IDVSD: ALTIVAR MACHINE (ATV340), ALTIVAR PROCESS (ATV930, ATV950, APM), ACCESSORIES
VW3A4426 | EMC INPUT FILTER 1PH 240V 24A | 6000500 | 5455000 | 10% | Thuy | 5.2 IDVSD: ALTIVAR MACHINE (ATV340), ALTIVAR PROCESS (ATV930, ATV950, APM), ACCESSORIES
VW3A4502 | DC CHOKE 10MH 4,3A | 5123800 | 4658000 | 10% | Thuy | 5.2 IDVSD: ALTIVAR MACHINE (ATV340), ALTIVAR PROCESS (ATV930, ATV950, APM), ACCESSORIES
VW3A4511 | DC CHOKE 0,22MH 171A | 27280000 | 24800000 | 10% | Thuy | 5.2 IDVSD: ALTIVAR MACHINE (ATV340), ALTIVAR PROCESS (ATV930, ATV950, APM), ACCESSORIES
VW3A4520 | DC CHOKE 138i?1H 558A | 32736000 | 29760000 | 10% | Thuy | 5.2 IDVSD: ALTIVAR MACHINE (ATV340), ALTIVAR PROCESS (ATV930, ATV950, APM), ACCESSORIES
VW3A4551 | AC CHOKES 10MH 4A | 5335000 | 4850000 | 10% | Thuy | 5.2 IDVSD: ALTIVAR MACHINE (ATV340), ALTIVAR PROCESS (ATV930, ATV950, APM), ACCESSORIES
VW3A4552 | AC CHOKES 4MH 10A | 8756000 | 7960000 | 10% | Thuy | 5.2 IDVSD: ALTIVAR MACHINE (ATV340), ALTIVAR PROCESS (ATV930, ATV950, APM), ACCESSORIES
VW3A4553 | AC CHOKES 2MH 17A | 8717500 | 7925000 | 10% | Thuy | 5.2 IDVSD: ALTIVAR MACHINE (ATV340), ALTIVAR PROCESS (ATV930, ATV950, APM), ACCESSORIES
VW3A4554 | AC CHOKES 1MH 31A | 13409000 | 12190000 | 10% | Thuy | 5.2 IDVSD: ALTIVAR MACHINE (ATV340), ALTIVAR PROCESS (ATV930, ATV950, APM), ACCESSORIES
VW3A4555 | AC CHOKES 0,5MH 60A | 24299000 | 22090000 | 10% | Thuy | 5.2 IDVSD: ALTIVAR MACHINE (ATV340), ALTIVAR PROCESS (ATV930, ATV950, APM), ACCESSORIES
VW3A4556 | AC CHOKES 0,3MH 107A | 27247000 | 24770000 | 10% | Thuy | 5.2 IDVSD: ALTIVAR MACHINE (ATV340), ALTIVAR PROCESS (ATV930, ATV950, APM), ACCESSORIES
VW3A4557 | AC CHOKES 0,15MH 230A | 39473500 | 35885000 | 10% | Thuy | 5.2 IDVSD: ALTIVAR MACHINE (ATV340), ALTIVAR PROCESS (ATV930, ATV950, APM), ACCESSORIES
VW3A4558 | AC LINE CHOKE 155i?1H 184A IP00 | 36018400 | 32744000 | 10% | Thuy | 5.2 IDVSD: ALTIVAR MACHINE (ATV340), ALTIVAR PROCESS (ATV930, ATV950, APM), ACCESSORIES
VW3A4559 | AC LINE CHOKE 120i?1H 222A IP00 | 32439000 | 29490000 | 10% | Thuy | 5.2 IDVSD: ALTIVAR MACHINE (ATV340), ALTIVAR PROCESS (ATV930, ATV950, APM), ACCESSORIES
VW3A4560 | AC LINE CHOKE 98i?1H 264A IP00 | 47787300 | 43443000 | 10% | Thuy | 5.2 IDVSD: ALTIVAR MACHINE (ATV340), ALTIVAR PROCESS (ATV930, ATV950, APM), ACCESSORIES
VW3A4561 | AC LINE CHOKE 66i?1H 344A IP00 | 52805500 | 48005000 | 10% | Thuy | 5.2 IDVSD: ALTIVAR MACHINE (ATV340), ALTIVAR PROCESS (ATV930, ATV950, APM), ACCESSORIES
VW3A4564 | AC LINE CHOKE 38i?1H 613A IP00 | 79170300 | 71973000 | 10% | Thuy | 5.2 IDVSD: ALTIVAR MACHINE (ATV340), ALTIVAR PROCESS (ATV930, ATV950, APM), ACCESSORIES
VW3A4565 | LINE INDUCTANCE | 89538900 | 81399000 | 10% | Thuy | 5.2 IDVSD: ALTIVAR MACHINE (ATV340), ALTIVAR PROCESS (ATV930, ATV950, APM), ACCESSORIES
VW3A4568 | LINE INDUCTANCE | 48478100 | 44071000 | 10% | Thuy | 5.2 IDVSD: ALTIVAR MACHINE (ATV340), ALTIVAR PROCESS (ATV930, ATV950, APM), ACCESSORIES
VW3A4569 | LINE INDUCTANCE | 70184400 | 63804000 | 10% | Thuy | 5.2 IDVSD: ALTIVAR MACHINE (ATV340), ALTIVAR PROCESS (ATV930, ATV950, APM), ACCESSORIES
VW3A4570 | LINE INDUCTANCE AC 220i?1H 151A IP00 | 37987400 | 34534000 | 10% | Thuy | 5.2 IDVSD: ALTIVAR MACHINE (ATV340), ALTIVAR PROCESS (ATV930, ATV950, APM), ACCESSORIES
VW3A4571 | LINE INDUCTANCE AC 230i?1H 219A IP00 | 53361000 | 48510000 | 10% | Thuy | 5.2 IDVSD: ALTIVAR MACHINE (ATV340), ALTIVAR PROCESS (ATV930, ATV950, APM), ACCESSORIES
VW3A4572 | LINE INDUCTANCE AC 100i?1H 428A IP00 | 75972600 | 69066000 | 10% | Thuy | 5.2 IDVSD: ALTIVAR MACHINE (ATV340), ALTIVAR PROCESS (ATV930, ATV950, APM), ACCESSORIES
VW3A46101 | PASSIVE FILTER 6A 400V 50HZ | 53722900 | 48839000 | 10% | Thuy | 5.2 IDVSD: ALTIVAR MACHINE (ATV340), ALTIVAR PROCESS (ATV930, ATV950, APM), ACCESSORIES
VW3A46102 | PASSIVE FILTER 10A 400V 50HZ | 60234900 | 54759000 | 10% | Thuy | 5.2 IDVSD: ALTIVAR MACHINE (ATV340), ALTIVAR PROCESS (ATV930, ATV950, APM), ACCESSORIES
VW3A46103 | PASSIVE FILTER 15A 400V 50HZ | 76877900 | 69889000 | 10% | Thuy | 5.2 IDVSD: ALTIVAR MACHINE (ATV340), ALTIVAR PROCESS (ATV930, ATV950, APM), ACCESSORIES
VW3A46104 | PASSIVE FILTER 23A 400V 50HZ | 78142900 | 71039000 | 10% | Thuy | 5.2 IDVSD: ALTIVAR MACHINE (ATV340), ALTIVAR PROCESS (ATV930, ATV950, APM), ACCESSORIES
VW3A46105 | PASSIVE FILTER 30A 400V 50HZ | 100391500 | 91265000 | 10% | Thuy | 5.2 IDVSD: ALTIVAR MACHINE (ATV340), ALTIVAR PROCESS (ATV930, ATV950, APM), ACCESSORIES
VW3A46106 | PASSIVE FILTER 37A 400V 50HZ | 115767300 | 105243000 | 10% | Thuy | 5.2 IDVSD: ALTIVAR MACHINE (ATV340), ALTIVAR PROCESS (ATV930, ATV950, APM), ACCESSORIES
VW3A46107 | PASSIVE FILTER 45A 400V 50HZ | 120470900 | 109519000 | 10% | Thuy | 5.2 IDVSD: ALTIVAR MACHINE (ATV340), ALTIVAR PROCESS (ATV930, ATV950, APM), ACCESSORIES
VW3A46108 | PASSIVE FILTER 60A 400V 50HZ | 150135700 | 136487000 | 10% | Thuy | 5.2 IDVSD: ALTIVAR MACHINE (ATV340), ALTIVAR PROCESS (ATV930, ATV950, APM), ACCESSORIES
VW3A46109 | PASSIVE FILTER 75A 400V 50HZ | 156286900 | 142079000 | 10% | Thuy | 5.2 IDVSD: ALTIVAR MACHINE (ATV340), ALTIVAR PROCESS (ATV930, ATV950, APM), ACCESSORIES
VW3A46110 | PASSIVE FILTER 90A 400V 50HZ | 198975700 | 180887000 | 10% | Thuy | 5.2 IDVSD: ALTIVAR MACHINE (ATV340), ALTIVAR PROCESS (ATV930, ATV950, APM), ACCESSORIES
VW3A46111 | PASSIVE FILTER 105A 400V 50HZ | 205124700 | 186477000 | 10% | Thuy | 5.2 IDVSD: ALTIVAR MACHINE (ATV340), ALTIVAR PROCESS (ATV930, ATV950, APM), ACCESSORIES
VW3A46112 | PASSIVE FILTER 150A 400V 50HZ | 253242000 | 230220000 | 10% | Thuy | 5.2 IDVSD: ALTIVAR MACHINE (ATV340), ALTIVAR PROCESS (ATV930, ATV950, APM), ACCESSORIES
VW3A46113 | PASSIVE FILTER 187A 400V 50HZ | 312933500 | 284485000 | 10% | Thuy | 5.2 IDVSD: ALTIVAR MACHINE (ATV340), ALTIVAR PROCESS (ATV930, ATV950, APM), ACCESSORIES
VW3A46114 | PASSIVE FILTER 225A 400V 50HZ | 354538800 | 322308000 | 10% | Thuy | 5.2 IDVSD: ALTIVAR MACHINE (ATV340), ALTIVAR PROCESS (ATV930, ATV950, APM), ACCESSORIES
VW3A46115 | PASSIVE FILTER 262A 400V 50HZ | 408081300 | 370983000 | 10% | Thuy | 5.2 IDVSD: ALTIVAR MACHINE (ATV340), ALTIVAR PROCESS (ATV930, ATV950, APM), ACCESSORIES
VW3A46116 | PASSIVE FILTER 316A 400V 50HZ | 420563000 | 382330000 | 10% | Thuy | 5.2 IDVSD: ALTIVAR MACHINE (ATV340), ALTIVAR PROCESS (ATV930, ATV950, APM), ACCESSORIES
VW3A46117 | PASSIVE FILTER 338A 400V 50HZ | 459272000 | 417520000 | 10% | Thuy | 5.2 IDVSD: ALTIVAR MACHINE (ATV340), ALTIVAR PROCESS (ATV930, ATV950, APM), ACCESSORIES
VW3A46118 | PASSIVE FILTER 395A 400V 50HZ | 478989500 | 435445000 | 10% | Thuy | 5.2 IDVSD: ALTIVAR MACHINE (ATV340), ALTIVAR PROCESS (ATV930, ATV950, APM), ACCESSORIES
VW3A46119 | PASSIVE FILTER 450A 400V 50HZ | 574677400 | 522434000 | 10% | Thuy | 5.2 IDVSD: ALTIVAR MACHINE (ATV340), ALTIVAR PROCESS (ATV930, ATV950, APM), ACCESSORIES
VW3A46120 | PASSIVE FILTER 6A 400V 50HZ | 42284000 | 38440000 | 10% | Thuy | 5.2 IDVSD: ALTIVAR MACHINE (ATV340), ALTIVAR PROCESS (ATV930, ATV950, APM), ACCESSORIES
VW3A46121 | PASSIVE FILTER 10A 400V 50HZ | 45738000 | 41580000 | 10% | Thuy | 5.2 IDVSD: ALTIVAR MACHINE (ATV340), ALTIVAR PROCESS (ATV930, ATV950, APM), ACCESSORIES
VW3A46122 | PASSIVE FILTER 14A 400V 50HZ | 54395000 | 49450000 | 10% | Thuy | 5.2 IDVSD: ALTIVAR MACHINE (ATV340), ALTIVAR PROCESS (ATV930, ATV950, APM), ACCESSORIES
VW3A46123 | PASSIVE FILTER 23A 400V 50HZ | 60060000 | 54600000 | 10% | Thuy | 5.2 IDVSD: ALTIVAR MACHINE (ATV340), ALTIVAR PROCESS (ATV930, ATV950, APM), ACCESSORIES
VW3A46124 | PASSIVE FILTER 30A 400V 50HZ | 69476000 | 63160000 | 10% | Thuy | 5.2 IDVSD: ALTIVAR MACHINE (ATV340), ALTIVAR PROCESS (ATV930, ATV950, APM), ACCESSORIES
VW3A46125 | PASSIVE FILTER 36A 400V 50HZ | 147423100 | 134021000 | 10% | Thuy | 5.2 IDVSD: ALTIVAR MACHINE (ATV340), ALTIVAR PROCESS (ATV930, ATV950, APM), ACCESSORIES
VW3A46126 | PASSIVE FILTER 44A 400V 50HZ | 178172500 | 161975000 | 10% | Thuy | 5.2 IDVSD: ALTIVAR MACHINE (ATV340), ALTIVAR PROCESS (ATV930, ATV950, APM), ACCESSORIES
VW3A46127 | PASSIVE FILTER 60A 400V 50HZ | 108119000 | 98290000 | 10% | Thuy | 5.2 IDVSD: ALTIVAR MACHINE (ATV340), ALTIVAR PROCESS (ATV930, ATV950, APM), ACCESSORIES
VW3A46128 | PASSIVE FILTER 75A 400V 50HZ | 134728000 | 122480000 | 10% | Thuy | 5.2 IDVSD: ALTIVAR MACHINE (ATV340), ALTIVAR PROCESS (ATV930, ATV950, APM), ACCESSORIES
VW3A46129 | PASSIVE FILTER 89A 400V 50HZ | 144925000 | 131750000 | 10% | Thuy | 5.2 IDVSD: ALTIVAR MACHINE (ATV340), ALTIVAR PROCESS (ATV930, ATV950, APM), ACCESSORIES
VW3A46130 | PASSIVE FILTER 105A 400V 50HZ | 310403500 | 282185000 | 10% | Thuy | 5.2 IDVSD: ALTIVAR MACHINE (ATV340), ALTIVAR PROCESS (ATV930, ATV950, APM), ACCESSORIES
VW3A46131 | PASSIVE FILTER 150A 400V 50HZ | 194128000 | 176480000 | 10% | Thuy | 5.2 IDVSD: ALTIVAR MACHINE (ATV340), ALTIVAR PROCESS (ATV930, ATV950, APM), ACCESSORIES
VW3A46132 | PASSIVE FILTER 187A 400V 50HZ | 440640200 | 400582000 | 10% | Thuy | 5.2 IDVSD: ALTIVAR MACHINE (ATV340), ALTIVAR PROCESS (ATV930, ATV950, APM), ACCESSORIES
VW3A46133 | PASSIVE FILTER 225A 400V 50HZ | 487670700 | 443337000 | 10% | Thuy | 5.2 IDVSD: ALTIVAR MACHINE (ATV340), ALTIVAR PROCESS (ATV930, ATV950, APM), ACCESSORIES
VW3A46134 | PASSIVE FILTER 262A 400V 50HZ | 505760200 | 459782000 | 10% | Thuy | 5.2 IDVSD: ALTIVAR MACHINE (ATV340), ALTIVAR PROCESS (ATV930, ATV950, APM), ACCESSORIES
VW3A46135 | PASSIVE FILTER 316A 400V 50HZ | 563102100 | 511911000 | 10% | Thuy | 5.2 IDVSD: ALTIVAR MACHINE (ATV340), ALTIVAR PROCESS (ATV930, ATV950, APM), ACCESSORIES
VW3A46136 | PASSIVE FILTER 338A 400V 50HZ | 596745600 | 542496000 | 10% | Thuy | 5.2 IDVSD: ALTIVAR MACHINE (ATV340), ALTIVAR PROCESS (ATV930, ATV950, APM), ACCESSORIES
VW3A46137 | PASSIVE FILTER 395A 400V 50HZ | 668196100 | 607451000 | 10% | Thuy | 5.2 IDVSD: ALTIVAR MACHINE (ATV340), ALTIVAR PROCESS (ATV930, ATV950, APM), ACCESSORIES
VW3A46138 | PASSIVE FILTER 450A 400V 50HZ | 752852100 | 684411000 | 10% | Thuy | 5.2 IDVSD: ALTIVAR MACHINE (ATV340), ALTIVAR PROCESS (ATV930, ATV950, APM), ACCESSORIES
VW3A4701 | INPUT EMC FILTER IP20 5A | 6600000 | 6000000 | 10% | Thuy | 5.2 IDVSD: ALTIVAR MACHINE (ATV340), ALTIVAR PROCESS (ATV930, ATV950, APM), ACCESSORIES
VW3A4702 | INPUT EMC FILTER IP20 10A | 8800000 | 8000000 | 10% | Thuy | 5.2 IDVSD: ALTIVAR MACHINE (ATV340), ALTIVAR PROCESS (ATV930, ATV950, APM), ACCESSORIES
VW3A4703 | INPUT EMC FILTER IP20 35A | 14099800 | 12818000 | 10% | Thuy | 5.2 IDVSD: ALTIVAR MACHINE (ATV340), ALTIVAR PROCESS (ATV930, ATV950, APM), ACCESSORIES
VW3A4704 | INPUT EMC FILTER IP20 50A | 15400000 | 14000000 | 10% | Thuy | 5.2 IDVSD: ALTIVAR MACHINE (ATV340), ALTIVAR PROCESS (ATV930, ATV950, APM), ACCESSORIES
VW3A4705 | INPUT EMC FILTER IP20 70A | 30000300 | 27273000 | 10% | Thuy | 5.2 IDVSD: ALTIVAR MACHINE (ATV340), ALTIVAR PROCESS (ATV930, ATV950, APM), ACCESSORIES
VW3A4706 | INPUT EMC FILTER IP20 100A | 39299700 | 35727000 | 10% | Thuy | 5.2 IDVSD: ALTIVAR MACHINE (ATV340), ALTIVAR PROCESS (ATV930, ATV950, APM), ACCESSORIES
VW3A4707 | INPUT EMC FILTER IP20 160A | 43100200 | 39182000 | 10% | Thuy | 5.2 IDVSD: ALTIVAR MACHINE (ATV340), ALTIVAR PROCESS (ATV930, ATV950, APM), ACCESSORIES
VW3A4708 | INPUT EMC FILTER IP20 200A | 50499900 | 45909000 | 10% | Thuy | 5.2 IDVSD: ALTIVAR MACHINE (ATV340), ALTIVAR PROCESS (ATV930, ATV950, APM), ACCESSORIES
VW3A4709 | INPUT EMC FILTER IP 00 230A | 63599800 | 57818000 | 10% | Thuy | 5.2 IDVSD: ALTIVAR MACHINE (ATV340), ALTIVAR PROCESS (ATV930, ATV950, APM), ACCESSORIES
VW3A4710 | INPUT EMC FILTER IP 00 300A | 69199900 | 62909000 | 10% | Thuy | 5.2 IDVSD: ALTIVAR MACHINE (ATV340), ALTIVAR PROCESS (ATV930, ATV950, APM), ACCESSORIES
VW3A5101 | MOTOR CHOKES 12A | 9328000 | 8480000 | 10% | Thuy | 5.2 IDVSD: ALTIVAR MACHINE (ATV340), ALTIVAR PROCESS (ATV930, ATV950, APM), ACCESSORIES
VW3A5102 | MOTOR CHOKES 48A | 13714800 | 12468000 | 10% | Thuy | 5.2 IDVSD: ALTIVAR MACHINE (ATV340), ALTIVAR PROCESS (ATV930, ATV950, APM), ACCESSORIES
VW3A5103 | MOTOR CHOKES 90A | 19140000 | 17400000 | 10% | Thuy | 5.2 IDVSD: ALTIVAR MACHINE (ATV340), ALTIVAR PROCESS (ATV930, ATV950, APM), ACCESSORIES
VW3A5104 | MOTOR CHOKES 215A | 37400000 | 34000000 | 10% | Thuy | 5.2 IDVSD: ALTIVAR MACHINE (ATV340), ALTIVAR PROCESS (ATV930, ATV950, APM), ACCESSORIES
VW3A5105 | MOTOR CHOKE 314A | 57915000 | 52650000 | 10% | Thuy | 5.2 IDVSD: ALTIVAR MACHINE (ATV340), ALTIVAR PROCESS (ATV930, ATV950, APM), ACCESSORIES
VW3A5106 | MOTOR CHOKE 481A | 74191700 | 67447000 | 10% | Thuy | 5.2 IDVSD: ALTIVAR MACHINE (ATV340), ALTIVAR PROCESS (ATV930, ATV950, APM), ACCESSORIES
VW3A5107 | MOTOR CHOKE 759A | 89029600 | 80936000 | 10% | Thuy | 5.2 IDVSD: ALTIVAR MACHINE (ATV340), ALTIVAR PROCESS (ATV930, ATV950, APM), ACCESSORIES
VW3A5108 | MOTOR CHOKE 1188A | 124850000 | 113500000 | 10% | Thuy | 5.2 IDVSD: ALTIVAR MACHINE (ATV340), ALTIVAR PROCESS (ATV930, ATV950, APM), ACCESSORIES
VW3A5201 | SINUS FILTER 11A | 39704500 | 36095000 | 10% | Thuy | 5.2 IDVSD: ALTIVAR MACHINE (ATV340), ALTIVAR PROCESS (ATV930, ATV950, APM), ACCESSORIES
VW3A5202 | SINUS FILTER 16A | 43675500 | 39705000 | 10% | Thuy | 5.2 IDVSD: ALTIVAR MACHINE (ATV340), ALTIVAR PROCESS (ATV930, ATV950, APM), ACCESSORIES
VW3A5203 | SINUS FILTER 33A | 71258000 | 64780000 | 10% | Thuy | 5.2 IDVSD: ALTIVAR MACHINE (ATV340), ALTIVAR PROCESS (ATV930, ATV950, APM), ACCESSORIES
VW3A5204 | SINUS FILTER 66A | 136007300 | 123643000 | 10% | Thuy | 5.2 IDVSD: ALTIVAR MACHINE (ATV340), ALTIVAR PROCESS (ATV930, ATV950, APM), ACCESSORIES
VW3A5205 | SINUS FILTER 95A | 190410000 | 173100000 | 10% | Thuy | 5.2 IDVSD: ALTIVAR MACHINE (ATV340), ALTIVAR PROCESS (ATV930, ATV950, APM), ACCESSORIES
VW3A5301 | OUTPUT DV/DT FILTER IP20 5A | 12782000 | 11620000 | 10% | Thuy | 5.2 IDVSD: ALTIVAR MACHINE (ATV340), ALTIVAR PROCESS (ATV930, ATV950, APM), ACCESSORIES
VW3A5302 | OUTPUT DV/DT FILTER IP20 15A | 16973000 | 15430000 | 10% | Thuy | 5.2 IDVSD: ALTIVAR MACHINE (ATV340), ALTIVAR PROCESS (ATV930, ATV950, APM), ACCESSORIES
VW3A5303 | OUTPUT DV/DT FILTER IP20 20A | 22187000 | 20170000 | 10% | Thuy | 5.2 IDVSD: ALTIVAR MACHINE (ATV340), ALTIVAR PROCESS (ATV930, ATV950, APM), ACCESSORIES
VW3A5304 | OUTPUT DV/DT FILTER IP20 50A | 35651000 | 32410000 | 10% | Thuy | 5.2 IDVSD: ALTIVAR MACHINE (ATV340), ALTIVAR PROCESS (ATV930, ATV950, APM), ACCESSORIES
VW3A5305 | OUTPUT DV/DT FILTER IP20 95A | 49918000 | 45380000 | 10% | Thuy | 5.2 IDVSD: ALTIVAR MACHINE (ATV340), ALTIVAR PROCESS (ATV930, ATV950, APM), ACCESSORIES
VW3A5306 | OUTPUT DV/DT FILTER IP00 180A | 53300500 | 48455000 | 10% | Thuy | 5.2 IDVSD: ALTIVAR MACHINE (ATV340), ALTIVAR PROCESS (ATV930, ATV950, APM), ACCESSORIES
VW3A5307 | OUTPUT DV/DT FILTER IP00 300A | 57200000 | 52000000 | 10% | Thuy | 5.2 IDVSD: ALTIVAR MACHINE (ATV340), ALTIVAR PROCESS (ATV930, ATV950, APM), ACCESSORIES
VW3A5404 | OUTPUT SINUS FILTER IP20 50A | 63599800 | 57818000 | 10% | Thuy | 5.2 IDVSD: ALTIVAR MACHINE (ATV340), ALTIVAR PROCESS (ATV930, ATV950, APM), ACCESSORIES
VW3A5405 | OUTPUT SINUS FILTER IP20 95A | 112200000 | 102000000 | 10% | Thuy | 5.2 IDVSD: ALTIVAR MACHINE (ATV340), ALTIVAR PROCESS (ATV930, ATV950, APM), ACCESSORIES
VW3A5406 | OUTPUT SINUS FILTER IP00 180A | 158999500 | 144545000 | 10% | Thuy | 5.2 IDVSD: ALTIVAR MACHINE (ATV340), ALTIVAR PROCESS (ATV930, ATV950, APM), ACCESSORIES
VW3A5407 | OUTPUT SINUS FILTER IP00 300A | 217800000 | 198000000 | 10% | Thuy | 5.2 IDVSD: ALTIVAR MACHINE (ATV340), ALTIVAR PROCESS (ATV930, ATV950, APM), ACCESSORIES
VW3A58101 | OPERATING KEYPAD | 9801000 | 8910000 | 10% | Thuy | 5.2 IDVSD: ALTIVAR MACHINE (ATV340), ALTIVAR PROCESS (ATV930, ATV950, APM), ACCESSORIES
VW3A58451 | OUTPUT FILTER SIZES 1/2 | 29503100 | 26821000 | 10% | Thuy | 5.2 IDVSD: ALTIVAR MACHINE (ATV340), ALTIVAR PROCESS (ATV930, ATV950, APM), ACCESSORIES
VW3A7101 | BRAKING UNIT 200KW 300HP | 142637000 | 129670000 | 10% | Thuy | 5.2 IDVSD: ALTIVAR MACHINE (ATV340), ALTIVAR PROCESS (ATV930, ATV950, APM), ACCESSORIES
VW3A7103 | BRAKING UNIT 450 KW 690V | 345749800 | 314318000 | 10% | Thuy | 5.2 IDVSD: ALTIVAR MACHINE (ATV340), ALTIVAR PROCESS (ATV930, ATV950, APM), ACCESSORIES
VW3A7104 | BRAKING UNIT 900 KW 690V | 377960000 | 343600000 | 10% | Thuy | 5.2 IDVSD: ALTIVAR MACHINE (ATV340), ALTIVAR PROCESS (ATV930, ATV950, APM), ACCESSORIES
VW3A7601R20 | BRAKING RESISTOR IP65 10OHM 400W 2M | 23705000 | 21550000 | 10% | Thuy | 5.2 IDVSD: ALTIVAR MACHINE (ATV340), ALTIVAR PROCESS (ATV930, ATV950, APM), ACCESSORIES
VW3A7603R30 | BRAKING RESISTOR IP65 27OHM 200W 3M | 9499600 | 8636000 | 10% | Thuy | 5.2 IDVSD: ALTIVAR MACHINE (ATV340), ALTIVAR PROCESS (ATV930, ATV950, APM), ACCESSORIES
VW3A7604R07 | BRAKING RESISTOR IP65 27OHM 400W 0,75M | 8030000 | 7300000 | 10% | Thuy | 5.2 IDVSD: ALTIVAR MACHINE (ATV340), ALTIVAR PROCESS (ATV930, ATV950, APM), ACCESSORIES
VW3A7604R30 | BRAKING RESISTOR IP65 27OHM 400W 3M | 11999900 | 10909000 | 10% | Thuy | 5.2 IDVSD: ALTIVAR MACHINE (ATV340), ALTIVAR PROCESS (ATV930, ATV950, APM), ACCESSORIES
VW3A7605R07 | BRAKING RESISTOR IP65 72OHM 100W 0,75M | 6657200 | 6052000 | 10% | Thuy | 5.2 IDVSD: ALTIVAR MACHINE (ATV340), ALTIVAR PROCESS (ATV930, ATV950, APM), ACCESSORIES
VW3A7701 | BRAKING RESISTOR 100 OHM 50W | 4268000 | 3880000 | 10% | Thuy | 5.2 IDVSD: ALTIVAR MACHINE (ATV340), ALTIVAR PROCESS (ATV930, ATV950, APM), ACCESSORIES
VW3A7702 | BRAKING RESISTOR 60 OHM 100W | 5709000 | 5190000 | 10% | Thuy | 5.2 IDVSD: ALTIVAR MACHINE (ATV340), ALTIVAR PROCESS (ATV930, ATV950, APM), ACCESSORIES
VW3A7703 | BRAKING RESISTOR 28 OHM 200W | 7535000 | 6850000 | 10% | Thuy | 5.2 IDVSD: ALTIVAR MACHINE (ATV340), ALTIVAR PROCESS (ATV930, ATV950, APM), ACCESSORIES
VW3A7704 | BRAKING RESISTOR 15 OHM 1000W | 16302000 | 14820000 | 10% | Thuy | 5.2 IDVSD: ALTIVAR MACHINE (ATV340), ALTIVAR PROCESS (ATV930, ATV950, APM), ACCESSORIES
VW3A7705 | BRAKING RESISTOR 10 OHM 1000W | 15801500 | 14365000 | 10% | Thuy | 5.2 IDVSD: ALTIVAR MACHINE (ATV340), ALTIVAR PROCESS (ATV930, ATV950, APM), ACCESSORIES
VW3A7707 | BRAKING RESISTOR 5 OHM 1000W | 16302000 | 14820000 | 10% | Thuy | 5.2 IDVSD: ALTIVAR MACHINE (ATV340), ALTIVAR PROCESS (ATV930, ATV950, APM), ACCESSORIES
VW3A7710 | BRAKING RESISTANCE 2,75OHM 25KW | 121014300 | 110013000 | 10% | Thuy | 5.2 IDVSD: ALTIVAR MACHINE (ATV340), ALTIVAR PROCESS (ATV930, ATV950, APM), ACCESSORIES
VW3A7716 | BRAKING RESISTANCE 1,05OHM 75KW | 233648800 | 212408000 | 10% | Thuy | 5.2 IDVSD: ALTIVAR MACHINE (ATV340), ALTIVAR PROCESS (ATV930, ATV950, APM), ACCESSORIES
VW3A7723 | BRAKING RESISTOR 100 OHMS 32W | 6257900 | 5689000 | 10% | Thuy | 5.2 IDVSD: ALTIVAR MACHINE (ATV340), ALTIVAR PROCESS (ATV930, ATV950, APM), ACCESSORIES
VW3A7724 | BRAKING RESISTOR 68 OHMS 32W | 8489800 | 7718000 | 10% | Thuy | 5.2 IDVSD: ALTIVAR MACHINE (ATV340), ALTIVAR PROCESS (ATV930, ATV950, APM), ACCESSORIES
VW3A7725 | BRAKING RESIS TO WITHOUT ENCLOSURE IP 00 | 4284500 | 3895000 | 10% | Thuy | 5.2 IDVSD: ALTIVAR MACHINE (ATV340), ALTIVAR PROCESS (ATV930, ATV950, APM), ACCESSORIES
VW3A7801 | BRAKING RESISTOR 100 OHM 1,6KW | 23334300 | 21213000 | 10% | Thuy | 5.2 IDVSD: ALTIVAR MACHINE (ATV340), ALTIVAR PROCESS (ATV930, ATV950, APM), ACCESSORIES
VW3A7802 | BRAKING RESISTOR 60 OHM 5,6KW | 39615400 | 36014000 | 10% | Thuy | 5.2 IDVSD: ALTIVAR MACHINE (ATV340), ALTIVAR PROCESS (ATV930, ATV950, APM), ACCESSORIES
VW3A7803 | BRAKING RESISTOR 25 OHM 9,8KW | 43954900 | 39959000 | 10% | Thuy | 5.2 IDVSD: ALTIVAR MACHINE (ATV340), ALTIVAR PROCESS (ATV930, ATV950, APM), ACCESSORIES
VW3A7804 | BRAKING RESISTOR 14 OHM 22,4KW | 71812400 | 65284000 | 10% | Thuy | 5.2 IDVSD: ALTIVAR MACHINE (ATV340), ALTIVAR PROCESS (ATV930, ATV950, APM), ACCESSORIES
VW3A7805 | BRAKING RESISTOR 8,1 OHM 44KW | 129334700 | 117577000 | 10% | Thuy | 5.2 IDVSD: ALTIVAR MACHINE (ATV340), ALTIVAR PROCESS (ATV930, ATV950, APM), ACCESSORIES
VW3A7806 | BRAKING RESISTOR 4,2 OHM 62KW | 165149600 | 150136000 | 10% | Thuy | 5.2 IDVSD: ALTIVAR MACHINE (ATV340), ALTIVAR PROCESS (ATV930, ATV950, APM), ACCESSORIES
VW3A7812 | BRAKING RESISTANCE 2,1OHM 75KW | 219055100 | 199141000 | 10% | Thuy | 5.2 IDVSD: ALTIVAR MACHINE (ATV340), ALTIVAR PROCESS (ATV930, ATV950, APM), ACCESSORIES
VW3A7813 | BRAKING RESISTANCE 2,1OHM 112KW | 331705000 | 301550000 | 10% | Thuy | 5.2 IDVSD: ALTIVAR MACHINE (ATV340), ALTIVAR PROCESS (ATV930, ATV950, APM), ACCESSORIES
VW3A7814 | BRAKING RESISTANCE 1,05OHM 112KW | 352910800 | 320828000 | 10% | Thuy | 5.2 IDVSD: ALTIVAR MACHINE (ATV340), ALTIVAR PROCESS (ATV930, ATV950, APM), ACCESSORIES
VW3A8106 | CONNECTION ATV PC KIT | 7084000 | 6440000 | 10% | Thuy | 5.2 IDVSD: ALTIVAR MACHINE (ATV340), ALTIVAR PROCESS (ATV930, ATV950, APM), ACCESSORIES
VW3A8115 | USB BLUETOOTH ADAPTER | 4840000 | 4400000 | 10% | Thuy | 5.2 IDVSD: ALTIVAR MACHINE (ATV340), ALTIVAR PROCESS (ATV930, ATV950, APM), ACCESSORIES
VW3A8120 | SIMPLE LOADER | 8470000 | 7700000 | 10% | Thuy | 5.2 IDVSD: ALTIVAR MACHINE (ATV340), ALTIVAR PROCESS (ATV930, ATV950, APM), ACCESSORIES
VW3A8122 | FLASHING CABLE FOR ELECTRONIC ACCESSORIE | 14300000 | 13000000 | 10% | Thuy | 5.2 IDVSD: ALTIVAR MACHINE (ATV340), ALTIVAR PROCESS (ATV930, ATV950, APM), ACCESSORIES
VW3A8306 | MODBUS CABLE RJ-SCA62 3M RJ45 | 460900 | 419000 | 10% | Thuy | 5.2 IDVSD: ALTIVAR MACHINE (ATV340), ALTIVAR PROCESS (ATV930, ATV950, APM), ACCESSORIES
VW3A8306D30 | MODBUS CABLE RJ-STRIP 3M RJ45 | 253000 | 230000 | 10% | Thuy | 5.2 IDVSD: ALTIVAR MACHINE (ATV340), ALTIVAR PROCESS (ATV930, ATV950, APM), ACCESSORIES
VW3A8306DRC | MODBUS TERM. RC SCREW | 297000 | 270000 | 10% | Thuy | 5.2 IDVSD: ALTIVAR MACHINE (ATV340), ALTIVAR PROCESS (ATV930, ATV950, APM), ACCESSORIES
VW3A8306R | MODBUS R TERMIN. RJ45 | 154000 | 140000 | 10% | Thuy | 5.2 IDVSD: ALTIVAR MACHINE (ATV340), ALTIVAR PROCESS (ATV930, ATV950, APM), ACCESSORIES
VW3A8306RC | MODBUS RC TERMIN. RJ45 | 715000 | 650000 | 10% | Thuy | 5.2 IDVSD: ALTIVAR MACHINE (ATV340), ALTIVAR PROCESS (ATV930, ATV950, APM), ACCESSORIES
VW3A8306TF03 | MODBUS T RJ45 0,3M | 1950300 | 1773000 | 10% | Thuy | 5.2 IDVSD: ALTIVAR MACHINE (ATV340), ALTIVAR PROCESS (ATV930, ATV950, APM), ACCESSORIES
VW3A8306TF10 | MODBUS T RJ45 1M | 1331000 | 1210000 | 10% | Thuy | 5.2 IDVSD: ALTIVAR MACHINE (ATV340), ALTIVAR PROCESS (ATV930, ATV950, APM), ACCESSORIES
VW3A9109 | IP31 BOTTOM KIT | 18892500 | 17175000 | 10% | Thuy | 5.2 IDVSD: ALTIVAR MACHINE (ATV340), ALTIVAR PROCESS (ATV930, ATV950, APM), ACCESSORIES
VW3A9115 | IP31 BOTTOM KIT | 64951700 | 59047000 | 10% | Thuy | 5.2 IDVSD: ALTIVAR MACHINE (ATV340), ALTIVAR PROCESS (ATV930, ATV950, APM), ACCESSORIES
VW3A9202 | NEMA TYPE 1 CONDUIT ENTRY KIT S3 | 7549300 | 6863000 | 10% | Thuy | 5.2 IDVSD: ALTIVAR MACHINE (ATV340), ALTIVAR PROCESS (ATV930, ATV950, APM), ACCESSORIES
VW3A9204 | NEMA TYPE 1 CONDUIT ENTRY KIT S5A | 8624000 | 7840000 | 10% | Thuy | 5.2 IDVSD: ALTIVAR MACHINE (ATV340), ALTIVAR PROCESS (ATV930, ATV950, APM), ACCESSORIES
VW3A9205 | NEMA TYPE 1 CONDUIT ENTRY KIT S5B | 9486400 | 8624000 | 10% | Thuy | 5.2 IDVSD: ALTIVAR MACHINE (ATV340), ALTIVAR PROCESS (ATV930, ATV950, APM), ACCESSORIES
VW3A9206 | NEMA TYPE 1 CONDUIT ENTRY KIT S6 | 11554400 | 10504000 | 10% | Thuy | 5.2 IDVSD: ALTIVAR MACHINE (ATV340), ALTIVAR PROCESS (ATV930, ATV950, APM), ACCESSORIES
VW3A9207 | NEMA TYPE 1 CONDUIT ENTRY KIT S7A | 12355200 | 11232000 | 10% | Thuy | 5.2 IDVSD: ALTIVAR MACHINE (ATV340), ALTIVAR PROCESS (ATV930, ATV950, APM), ACCESSORIES
VW3A9208 | NEMA TYPE 1 CONDUIT ENTRY KIT S8 | 14972100 | 13611000 | 10% | Thuy | 5.2 IDVSD: ALTIVAR MACHINE (ATV340), ALTIVAR PROCESS (ATV930, ATV950, APM), ACCESSORIES
VW3A9503 | FLANGE MOUNTING KIT T4 | 11554400 | 10504000 | 10% | Thuy | 5.2 IDVSD: ALTIVAR MACHINE (ATV340), ALTIVAR PROCESS (ATV930, ATV950, APM), ACCESSORIES
VW3A9504 | FLANGE MOUNTING KIT T5A | 12131900 | 11029000 | 10% | Thuy | 5.2 IDVSD: ALTIVAR MACHINE (ATV340), ALTIVAR PROCESS (ATV930, ATV950, APM), ACCESSORIES
VW3A9505 | FLANGE MOUNTING KIT T5B | 12738000 | 11580000 | 10% | Thuy | 5.2 IDVSD: ALTIVAR MACHINE (ATV340), ALTIVAR PROCESS (ATV930, ATV950, APM), ACCESSORIES
VW3A9506 | FLANGE MOUNTING KIT T6 | 13374900 | 12159000 | 10% | Thuy | 5.2 IDVSD: ALTIVAR MACHINE (ATV340), ALTIVAR PROCESS (ATV930, ATV950, APM), ACCESSORIES
VW3A9507 | FLANGE MOUNTING KIT T7A | 14043700 | 12767000 | 10% | Thuy | 5.2 IDVSD: ALTIVAR MACHINE (ATV340), ALTIVAR PROCESS (ATV930, ATV950, APM), ACCESSORIES
VW3A9509 | FLANGE MOUNTING KIT T8 | 15600200 | 14182000 | 10% | Thuy | 5.2 IDVSD: ALTIVAR MACHINE (ATV340), ALTIVAR PROCESS (ATV930, ATV950, APM), ACCESSORIES
VW3A9510 | KIT FOR FLANGE MOUNTING | 13520100 | 12291000 | 10% | Thuy | 5.2 IDVSD: ALTIVAR MACHINE (ATV340), ALTIVAR PROCESS (ATV930, ATV950, APM), ACCESSORIES
VW3A9511 | KIT FOR FLANGE MOUNTING | 20213600 | 18376000 | 10% | Thuy | 5.2 IDVSD: ALTIVAR MACHINE (ATV340), ALTIVAR PROCESS (ATV930, ATV950, APM), ACCESSORIES
VW3A9512 | KIT FOR FLANGE MOUNTING | 18920000 | 17200000 | 10% | Thuy | 5.2 IDVSD: ALTIVAR MACHINE (ATV340), ALTIVAR PROCESS (ATV930, ATV950, APM), ACCESSORIES
VW3A9513 | KIT FOR FLANGE MOUNTING | 20812000 | 18920000 | 10% | Thuy | 5.2 IDVSD: ALTIVAR MACHINE (ATV340), ALTIVAR PROCESS (ATV930, ATV950, APM), ACCESSORIES
VW3A9514 | KIT FOR FLANGE MOUNTING | 21852600 | 19866000 | 10% | Thuy | 5.2 IDVSD: ALTIVAR MACHINE (ATV340), ALTIVAR PROCESS (ATV930, ATV950, APM), ACCESSORIES
VW3A9515 | KIT FOR FLANGE MOUNTING | 22944900 | 20859000 | 10% | Thuy | 5.2 IDVSD: ALTIVAR MACHINE (ATV340), ALTIVAR PROCESS (ATV930, ATV950, APM), ACCESSORIES
VW3A9523 | EMC PLATE SIZE 1 | 1650000 | 1500000 | 10% | Thuy | 5.2 IDVSD: ALTIVAR MACHINE (ATV340), ALTIVAR PROCESS (ATV930, ATV950, APM), ACCESSORIES
VW3A9921 | KIT MECHANICAL ADAPTOR FOR DIRECT CIRCUI | 2599300 | 2363000 | 10% | Thuy | 5.2 IDVSD: ALTIVAR MACHINE (ATV340), ALTIVAR PROCESS (ATV930, ATV950, APM), ACCESSORIES
VW3CANA71 | CANOPEN ADAPTOR FOR SUB D CONNECTOR | 279400 | 254000 | 10% | Thuy | 5.2 IDVSD: ALTIVAR MACHINE (ATV340), ALTIVAR PROCESS (ATV930, ATV950, APM), ACCESSORIES
VW3CANCARR03 | CABLE 30CM | 242000 | 220000 | 10% | Thuy | 5.2 IDVSD: ALTIVAR MACHINE (ATV340), ALTIVAR PROCESS (ATV930, ATV950, APM), ACCESSORIES
VW3CANCARR1 | CABLE 1M | 341000 | 310000 | 10% | Thuy | 5.2 IDVSD: ALTIVAR MACHINE (ATV340), ALTIVAR PROCESS (ATV930, ATV950, APM), ACCESSORIES
VW3CANKCDF180T | SUB D CANOPEN CONNECTOR | 6767200 | 6152000 | 10% | Thuy | 5.2 IDVSD: ALTIVAR MACHINE (ATV340), ALTIVAR PROCESS (ATV930, ATV950, APM), ACCESSORIES
VW3CANTAP2 | CANOPEN MODBUS | 19959500 | 18145000 | 10% | Thuy | 5.2 IDVSD: ALTIVAR MACHINE (ATV340), ALTIVAR PROCESS (ATV930, ATV950, APM), ACCESSORIES
VW3G22101 | REMOTE TERMINAL ATS22 IP54 | 1342000 | 1220000 | 10% | Thuy | 5.2 IDVSD: ALTIVAR MACHINE (ATV340), ALTIVAR PROCESS (ATV930, ATV950, APM), ACCESSORIES
VW3G22102 | REMOTE TERMINAL ATS22 IP65 | 3520000 | 3200000 | 10% | Thuy | 5.2 IDVSD: ALTIVAR MACHINE (ATV340), ALTIVAR PROCESS (ATV930, ATV950, APM), ACCESSORIES
VW3G22400 | FAN OPTION ATS22 SIZE A RANGE Q AND S6 | 3391300 | 3083000 | 10% | Thuy | 5.2 IDVSD: ALTIVAR MACHINE (ATV340), ALTIVAR PROCESS (ATV930, ATV950, APM), ACCESSORIES
VW3G48101 | ADJUST DISPLAY OPTION | 5621000 | 5110000 | 10% | Thuy | 5.2 IDVSD: ALTIVAR MACHINE (ATV340), ALTIVAR PROCESS (ATV930, ATV950, APM), ACCESSORIES
VW3A3307S371 | PROFIBUS BOARD DPV1 | 19426000 | 17660000 | 10% | Thuy | 5.2 IDVSD: ALTIVAR MACHINE (ATV340), ALTIVAR PROCESS (ATV930, ATV950, APM), ACCESSORIES
VW3G22402 | ATS22 FAN KIT 220V SIZE C | 7062000 | 6420000 | 10% | Thuy | 5.2 IDVSD: ALTIVAR MACHINE (ATV340), ALTIVAR PROCESS (ATV930, ATV950, APM), ACCESSORIES
VW3A3608 | CANopen daisy chain card w/ 2 RJ45 connectors | 3707000 | 3370000 | 10% | Thuy | 5.2 IDVSD: ALTIVAR MACHINE (ATV340), ALTIVAR PROCESS (ATV930, ATV950, APM), ACCESSORIES
VW3A3502 | ATV61 MULTIPUMP CARD COMPATIBLE ATV38 | 17501000 | 15910000 | 10% | Thuy | 5.2 IDVSD: ALTIVAR MACHINE (ATV340), ALTIVAR PROCESS (ATV930, ATV950, APM), ACCESSORIES
VW3A3720 | ETHERNET IP/MODBUS TCP | 17314000 | 15740000 | 10% | Thuy | 5.2 IDVSD: ALTIVAR MACHINE (ATV340), ALTIVAR PROCESS (ATV930, ATV950, APM), ACCESSORIES
VW3A1114 | Basic keypad door mounting kit | 1023000 | 930000 | 10% | Thuy | 5.2 IDVSD: ALTIVAR MACHINE (ATV340), ALTIVAR PROCESS (ATV930, ATV950, APM), ACCESSORIES
VW3A1113 | Basic keypad | 3223000 | 2930000 | 10% | Thuy | 5.2 IDVSD: ALTIVAR MACHINE (ATV340), ALTIVAR PROCESS (ATV930, ATV950, APM), ACCESSORIES
VW3A9922 | GV2 Adaptor metal sheet | 2046000 | 1860000 | 10% | Thuy | 5.2 IDVSD: ALTIVAR MACHINE (ATV340), ALTIVAR PROCESS (ATV930, ATV950, APM), ACCESSORIES
ATV930U22Y6 | ATV930 VSD IP00 2.2KW 500V-690V | 86152000 | 78320000 | 10% | Thuy | 5.2 IDVSD: ALTIVAR MACHINE (ATV340), ALTIVAR PROCESS (ATV930, ATV950, APM), ACCESSORIES
ATV930U30Y6 | ATV930 VSD IP00 3KW 500V-690V | 89474000 | 81340000 | 10% | Thuy | 5.2 IDVSD: ALTIVAR MACHINE (ATV340), ALTIVAR PROCESS (ATV930, ATV950, APM), ACCESSORIES
ATV930U40Y6 | ATV930 VSD IP00 4KW 500V-690V | 92862000 | 84420000 | 10% | Thuy | 5.2 IDVSD: ALTIVAR MACHINE (ATV340), ALTIVAR PROCESS (ATV930, ATV950, APM), ACCESSORIES
ATV930U55Y6 | ATV930 VSD IP00 5.5KW 500V-690V | 95656000 | 86960000 | 10% | Thuy | 5.2 IDVSD: ALTIVAR MACHINE (ATV340), ALTIVAR PROCESS (ATV930, ATV950, APM), ACCESSORIES
ATV930U75Y6 | ATV930 VSD IP00 7.5KW 500V-690V | 99550000 | 90500000 | 10% | Thuy | 5.2 IDVSD: ALTIVAR MACHINE (ATV340), ALTIVAR PROCESS (ATV930, ATV950, APM), ACCESSORIES
ATV930D11Y6 | ATV930 VSD IP00 11KW 500V-690V | 102036000 | 92760000 | 10% | Thuy | 5.2 IDVSD: ALTIVAR MACHINE (ATV340), ALTIVAR PROCESS (ATV930, ATV950, APM), ACCESSORIES
ATV930D15Y6 | ATV930 VSD IP00 15KW 500V-690V | 107173000 | 97430000 | 10% | Thuy | 5.2 IDVSD: ALTIVAR MACHINE (ATV340), ALTIVAR PROCESS (ATV930, ATV950, APM), ACCESSORIES
ATV930D18Y6 | ATV930 VSD IP00 18.5KW 500V-690V | 110506000 | 100460000 | 10% | Thuy | 5.2 IDVSD: ALTIVAR MACHINE (ATV340), ALTIVAR PROCESS (ATV930, ATV950, APM), ACCESSORIES
ATV930D22Y6 | ATV930 VSD IP00 22KW 500V-690V | 114004000 | 103640000 | 10% | Thuy | 5.2 IDVSD: ALTIVAR MACHINE (ATV340), ALTIVAR PROCESS (ATV930, ATV950, APM), ACCESSORIES
ATV930D30Y6 | ATV930 VSD IP00 30KW 500V-690V | 120681000 | 109710000 | 10% | Thuy | 5.2 IDVSD: ALTIVAR MACHINE (ATV340), ALTIVAR PROCESS (ATV930, ATV950, APM), ACCESSORIES
ATV930D37Y6 | ATV930 VSD IP00 37KW 500V-690V | 138732000 | 126120000 | 10% | Thuy | 5.2 IDVSD: ALTIVAR MACHINE (ATV340), ALTIVAR PROCESS (ATV930, ATV950, APM), ACCESSORIES
ATV930D45Y6 | ATV930 VSD IP00 45KW 500V-690V | 142406000 | 129460000 | 10% | Thuy | 5.2 IDVSD: ALTIVAR MACHINE (ATV340), ALTIVAR PROCESS (ATV930, ATV950, APM), ACCESSORIES
ATV930D55Y6 | ATV930 VSD IP00 55KW 500V-690V | 151976000 | 138160000 | 10% | Thuy | 5.2 IDVSD: ALTIVAR MACHINE (ATV340), ALTIVAR PROCESS (ATV930, ATV950, APM), ACCESSORIES
ATV930D75Y6 | ATV930 VSD IP00 75KW 500V-690V | 155562000 | 141420000 | 10% | Thuy | 5.2 IDVSD: ALTIVAR MACHINE (ATV340), ALTIVAR PROCESS (ATV930, ATV950, APM), ACCESSORIES
ATV930D90Y6 | ATV930 VSD IP00 90KW 500V-690V | 178596000 | 162360000 | 10% | Thuy | 5.2 IDVSD: ALTIVAR MACHINE (ATV340), ALTIVAR PROCESS (ATV930, ATV950, APM), ACCESSORIES
ATV930U07N4Z | ATV930 CABINT IP20 0.75KW 400V WO KEYPAD | 27984000 | 25440000 | 10% | Thuy | 5.2 IDVSD: ALTIVAR MACHINE (ATV340), ALTIVAR PROCESS (ATV930, ATV950, APM), ACCESSORIES
ATV930U15N4Z | ATV930 CAB INT IP20 1.5KW 400V WO KEYPAD | 29513000 | 26830000 | 10% | Thuy | 5.2 IDVSD: ALTIVAR MACHINE (ATV340), ALTIVAR PROCESS (ATV930, ATV950, APM), ACCESSORIES
ATV930U22N4Z | ATV930 CAB INT IP20 2.2KW 400V WO KEYPAD | 31053000 | 28230000 | 10% | Thuy | 5.2 IDVSD: ALTIVAR MACHINE (ATV340), ALTIVAR PROCESS (ATV930, ATV950, APM), ACCESSORIES
ATV930U30N4Z | ATV930 CAB INT IP20 3KW 400V WO KEYPAD | 32043000 | 29130000 | 10% | Thuy | 5.2 IDVSD: ALTIVAR MACHINE (ATV340), ALTIVAR PROCESS (ATV930, ATV950, APM), ACCESSORIES
ATV930U40N4Z | ATV930 CAB INT IP20 4KW 400V WO KEYPAD | 33352000 | 30320000 | 10% | Thuy | 5.2 IDVSD: ALTIVAR MACHINE (ATV340), ALTIVAR PROCESS (ATV930, ATV950, APM), ACCESSORIES
ATV930U55N4Z | ATV930 CAB INT IP20 5.5KW 400V WO KEYPAD | 35453000 | 32230000 | 10% | Thuy | 5.2 IDVSD: ALTIVAR MACHINE (ATV340), ALTIVAR PROCESS (ATV930, ATV950, APM), ACCESSORIES
ATV930U75N4Z | ATV930 CAB INT IP20 7.5KW 400V WO KEYPAD | 39391000 | 35810000 | 10% | Thuy | 5.2 IDVSD: ALTIVAR MACHINE (ATV340), ALTIVAR PROCESS (ATV930, ATV950, APM), ACCESSORIES
ATV930D11N4Z | ATV930 CAB INT IP20 11KW 400V WO KEYPAD | 43868000 | 39880000 | 10% | Thuy | 5.2 IDVSD: ALTIVAR MACHINE (ATV340), ALTIVAR PROCESS (ATV930, ATV950, APM), ACCESSORIES
ATV930D15N4Z | ATV930 CAB INT IP20 15KW 400V WO KEYPAD | 51975000 | 47250000 | 10% | Thuy | 5.2 IDVSD: ALTIVAR MACHINE (ATV340), ALTIVAR PROCESS (ATV930, ATV950, APM), ACCESSORIES
ATV930D18N4Z | ATV930 CAB INT IP20 18.5KW 400V WO KEYPAD | 54593000 | 49630000 | 10% | Thuy | 5.2 IDVSD: ALTIVAR MACHINE (ATV340), ALTIVAR PROCESS (ATV930, ATV950, APM), ACCESSORIES
ATV930D22N4Z | ATV930 CAB INT IP20 22KW 400V WO KEYPAD | 59983000 | 54530000 | 10% | Thuy | 5.2 IDVSD: ALTIVAR MACHINE (ATV340), ALTIVAR PROCESS (ATV930, ATV950, APM), ACCESSORIES
ATV930D30N4Z | ATV930 CAB INT IP00 30KW 400V WO KEYPAD | 70994000 | 64540000 | 10% | Thuy | 5.2 IDVSD: ALTIVAR MACHINE (ATV340), ALTIVAR PROCESS (ATV930, ATV950, APM), ACCESSORIES
ATV930D37N4Z | ATV930 CAB INT IP00 37KW 400V WO KEYPAD | 79827000 | 72570000 | 10% | Thuy | 5.2 IDVSD: ALTIVAR MACHINE (ATV340), ALTIVAR PROCESS (ATV930, ATV950, APM), ACCESSORIES
ATV930D45N4Z | ATV930 CAB INT IP00 45KW 400V WO KEYPAD | 94050000 | 85500000 | 10% | Thuy | 5.2 IDVSD: ALTIVAR MACHINE (ATV340), ALTIVAR PROCESS (ATV930, ATV950, APM), ACCESSORIES
ATV930D55N4Z | ATV930 CAB INT IP00 55KW 400V WO KEYPAD | 115962000 | 105420000 | 10% | Thuy | 5.2 IDVSD: ALTIVAR MACHINE (ATV340), ALTIVAR PROCESS (ATV930, ATV950, APM), ACCESSORIES
ATV930D75N4Z | ATV930 CAB INT IP00 75KW 400V WO KEYPAD | 129228000 | 117480000 | 10% | Thuy | 5.2 IDVSD: ALTIVAR MACHINE (ATV340), ALTIVAR PROCESS (ATV930, ATV950, APM), ACCESSORIES
ATV930D90N4Z | ATV930 CAB INT IP00 90KW 400V WO KEYPAD | 139700000 | 127000000 | 10% | Thuy | 5.2 IDVSD: ALTIVAR MACHINE (ATV340), ALTIVAR PROCESS (ATV930, ATV950, APM), ACCESSORIES
VW3A7606R07 | BRAKING RESISTOR IP65 72OHM 200W 0,75M | 11990000 | 10900000 | 10% | Thuy | 5.2 IDVSD: ALTIVAR MACHINE (ATV340), ALTIVAR PROCESS (ATV930, ATV950, APM), ACCESSORIES
VW3A8121 | ELECTRONIC ACCESSORIES MULTI LOADER | 36174600 | 32886000 | 10% | Thuy | 5.2 IDVSD: ALTIVAR MACHINE (ATV340), ALTIVAR PROCESS (ATV930, ATV950, APM), ACCESSORIES
ATV650C11N4F | ATV650 IP21 IP54 110KW 400V/440 | 614571100 | 558701000 | 10% | Thuy | 5.3 IDVSD: ALTIVAR PROCESS (ATV630, ATV650)
ATV650C13N4F | ATV650 IP54 132KW 400V/440 | 641297800 | 582998000 | 10% | Thuy | 5.3 IDVSD: ALTIVAR PROCESS (ATV630, ATV650)
ATV650C16N4F | ATV650 IP54 160KW 400V/440 | 680036500 | 618215000 | 10% | Thuy | 5.3 IDVSD: ALTIVAR PROCESS (ATV630, ATV650)
ATV650C20N4F | ATV650 IP54 200KW 400V/440 | 716816100 | 651651000 | 10% | Thuy | 5.3 IDVSD: ALTIVAR PROCESS (ATV630, ATV650)
ATV650C25N4F | ATV650 IP54 250KW 400V/440 | 818775100 | 744341000 | 10% | Thuy | 5.3 IDVSD: ALTIVAR PROCESS (ATV630, ATV650)
ATV650C31N4F | ATV650 IP54 315KW 400V/440 | 1045044000 | 950040000 | 10% | Thuy | 5.3 IDVSD: ALTIVAR PROCESS (ATV630, ATV650)
ATV650D11N4 | ATV630 VSD, 400-480V, 3PH, 11kW, IP-55 | 114499000 | 104090000 | 10% | Thuy | 5.3 IDVSD: ALTIVAR PROCESS (ATV630, ATV650)
ATV650D11N4E | ATV650 VSD, 400-480V, 3PH, 11kW, IP-55 WITH SWITCH | 117942000 | 107220000 | 10% | Thuy | 5.3 IDVSD: ALTIVAR PROCESS (ATV630, ATV650)
ATV650D15N4 | ATV650 VSD, 400-480V, 3PH,15kW, IP-55 | 116281000 | 105710000 | 10% | Thuy | 5.3 IDVSD: ALTIVAR PROCESS (ATV630, ATV650)
ATV650D15N4E | ATV650 VSD, 400-480V, 3PH,15kW, IP-55 WITH SWITCH | 118624000 | 107840000 | 10% | Thuy | 5.3 IDVSD: ALTIVAR PROCESS (ATV630, ATV650)
ATV650D18N4 | ATV650 VSD, 400-480V, 3PH, 18.5kW, IP-55 | 119658000 | 108780000 | 10% | Thuy | 5.3 IDVSD: ALTIVAR PROCESS (ATV630, ATV650)
ATV650D18N4E | ATV650 VSD, 400-480V, 3PH, 18.5kW, IP-55 WITH SWITCH | 123354000 | 112140000 | 10% | Thuy | 5.3 IDVSD: ALTIVAR PROCESS (ATV630, ATV650)
ATV650D22N4 | ATV650 VSD, 400-480V, 3PH, 22kW, IP-55 | 126588000 | 115080000 | 10% | Thuy | 5.3 IDVSD: ALTIVAR PROCESS (ATV630, ATV650)
ATV650D22N4E | ATV650 VSD, 400-480V, 3PH, 22kW, IP-55 WITH SWITCH | 134354000 | 122140000 | 10% | Thuy | 5.3 IDVSD: ALTIVAR PROCESS (ATV630, ATV650)
ATV650D30N4 | ATV650 VSD, 400-480V, 3PH, 30kW, IP-55 | 138721000 | 126110000 | 10% | Thuy | 5.3 IDVSD: ALTIVAR PROCESS (ATV630, ATV650)
ATV650D30N4E | ATV650 VSD, 400-480V, 3PH, 30kW, IP-55 WITH SWITCH | 157179000 | 142890000 | 10% | Thuy | 5.3 IDVSD: ALTIVAR PROCESS (ATV630, ATV650)
ATV650D37N4 | ATV650 VSD, 400-480V, 3PH, 37kW, IP-55 | 147840000 | 134400000 | 10% | Thuy | 5.3 IDVSD: ALTIVAR PROCESS (ATV630, ATV650)
ATV650D37N4E | ATV650 VSD, 400-480V, 3PH, 37kW, IP-55 WITH SWITCH | 162624000 | 147840000 | 10% | Thuy | 5.3 IDVSD: ALTIVAR PROCESS (ATV630, ATV650)
ATV650D45N4 | ATV650 VSD, 400-480V, 3PH, 45kW, IP-55 | 160435000 | 145850000 | 10% | Thuy | 5.3 IDVSD: ALTIVAR PROCESS (ATV630, ATV650)
ATV650D45N4E | ATV650 VSD, 400-480V, 3PH, 45kW, IP-55 WITH SWITCH | 176484000 | 160440000 | 10% | Thuy | 5.3 IDVSD: ALTIVAR PROCESS (ATV630, ATV650)
ATV650D55N4 | ATV650 VSD, 400-480V, 3PH, 55kW, IP-55 | 188848000 | 171680000 | 10% | Thuy | 5.3 IDVSD: ALTIVAR PROCESS (ATV630, ATV650)
ATV650D55N4E | ATV650 VSD, 400-480V, 3PH, 55kW, IP-55 WITH SWITCH | 207790000 | 188900000 | 10% | Thuy | 5.3 IDVSD: ALTIVAR PROCESS (ATV630, ATV650)
ATV650D75N4 | ATV650 VSD, 400-480V, 3PH, 75kW, IP-55 | 200398000 | 182180000 | 10% | Thuy | 5.3 IDVSD: ALTIVAR PROCESS (ATV630, ATV650)
ATV650D75N4E | ATV650 VSD, 400-480V, 3PH, 75kW, IP-55 WITH SWITCH | 220495000 | 200450000 | 10% | Thuy | 5.3 IDVSD: ALTIVAR PROCESS (ATV630, ATV650)
ATV650D90N4 | ATV650 VSD, 400-480V, 3PH, 90kW, IP-55 | 216106000 | 196460000 | 10% | Thuy | 5.3 IDVSD: ALTIVAR PROCESS (ATV630, ATV650)
ATV650D90N4E | ATV650 VSD, 400-480V, 3PH, 90kW, IP-55 WITH SWITCH | 237699000 | 216090000 | 10% | Thuy | 5.3 IDVSD: ALTIVAR PROCESS (ATV630, ATV650)
ATV650U07N4 | ATV650 VSD, 400-480V, 3PH, 0.75kW, IP-55 | 66880000 | 60800000 | 10% | Thuy | 5.3 IDVSD: ALTIVAR PROCESS (ATV630, ATV650)
ATV650U07N4E | ATV650 VSD, 400-480V, 3PH, 0.75kW, IP-55 WITH SWITCH | 70224000 | 63840000 | 10% | Thuy | 5.3 IDVSD: ALTIVAR PROCESS (ATV630, ATV650)
ATV650U15N4 | ATV650 VSD, 400-480V, 3PH, 1.5kW, IP-55 | 70345000 | 63950000 | 10% | Thuy | 5.3 IDVSD: ALTIVAR PROCESS (ATV630, ATV650)
ATV650U15N4E | ATV650 VSD, 400-480V, 3PH, 1.5kW, IP-55 WITH SWITCH | 73810000 | 67100000 | 10% | Thuy | 5.3 IDVSD: ALTIVAR PROCESS (ATV630, ATV650)
ATV650U22N4 | ATV650 VSD, 400-480V, 3PH, 2.2kW, IP-55 | 74041000 | 67310000 | 10% | Thuy | 5.3 IDVSD: ALTIVAR PROCESS (ATV630, ATV650)
ATV650U22N4E | ATV650 VSD, 400-480V, 3PH, 2.2kW, IP-55 WITH SWITCH | 77737000 | 70670000 | 10% | Thuy | 5.3 IDVSD: ALTIVAR PROCESS (ATV630, ATV650)
ATV650U30N4 | ATV650 VSD, 400-480V, 3PH, 3.0kW, IP-55 | 76230000 | 69300000 | 10% | Thuy | 5.3 IDVSD: ALTIVAR PROCESS (ATV630, ATV650)
ATV650U30N4E | ATV650 VSD, 400-480V, 3PH, 3.0kW, IP-55 WITH SWITCH | 80157000 | 72870000 | 10% | Thuy | 5.3 IDVSD: ALTIVAR PROCESS (ATV630, ATV650)
ATV650U40N4 | ATV650 VSD, 400-480V, 3PH, 4.0kW, IP-55 | 78661000 | 71510000 | 10% | Thuy | 5.3 IDVSD: ALTIVAR PROCESS (ATV630, ATV650)
ATV650U40N4E | ATV650 VSD, 400-480V, 3PH, 4.0kW, IP-55 WITH SWITCH | 82588000 | 75080000 | 10% | Thuy | 5.3 IDVSD: ALTIVAR PROCESS (ATV630, ATV650)
ATV650U55N4 | ATV650 VSD, 400-480V, 3PH, 5.5kW, IP-55 | 81774000 | 74340000 | 10% | Thuy | 5.3 IDVSD: ALTIVAR PROCESS (ATV630, ATV650)
ATV650U55N4E | ATV650 VSD, 400-480V, 3PH, 5.5kW, IP-55 WITH SWITCH | 85932000 | 78120000 | 10% | Thuy | 5.3 IDVSD: ALTIVAR PROCESS (ATV630, ATV650)
ATV650U75N4 | ATV630 VSD, 400-480V, 3PH, 7.5kW, IP-55 | 87978000 | 79980000 | 10% | Thuy | 5.3 IDVSD: ALTIVAR PROCESS (ATV630, ATV650)
ATV650U75N4E | ATV650 VSD, 400-480V, 3PH, 7.5kW, IP-55 WITH SWITCH | 92389000 | 83990000 | 10% | Thuy | 5.3 IDVSD: ALTIVAR PROCESS (ATV630, ATV650)
ATV630U22Y6 | ATV630 VSD IP00 2.2KW 500V-690V | 82049000 | 74590000 | 10% | Thuy | 5.3 IDVSD: ALTIVAR PROCESS (ATV630, ATV650)
ATV630U30Y6 | ATV630 VSD IP00 3KW 500V-690V | 85217000 | 77470000 | 10% | Thuy | 5.3 IDVSD: ALTIVAR PROCESS (ATV630, ATV650)
ATV630U40Y6 | ATV630 VSD IP00 4KW 500V-690V | 88440000 | 80400000 | 10% | Thuy | 5.3 IDVSD: ALTIVAR PROCESS (ATV630, ATV650)
ATV630U55Y6 | ATV630 VSD IP00 5.5KW 500V-690V | 91102000 | 82820000 | 10% | Thuy | 5.3 IDVSD: ALTIVAR PROCESS (ATV630, ATV650)
ATV630U75Y6 | ATV630 VSD IP00 7.5KW 500V-690V | 94809000 | 86190000 | 10% | Thuy | 5.3 IDVSD: ALTIVAR PROCESS (ATV630, ATV650)
ATV630D11Y6 | ATV630 VSD IP00 11KW 500V-690V | 97174000 | 88340000 | 10% | Thuy | 5.3 IDVSD: ALTIVAR PROCESS (ATV630, ATV650)
ATV630D15Y6 | ATV630 VSD IP00 15KW 500V-690V | 102069000 | 92790000 | 10% | Thuy | 5.3 IDVSD: ALTIVAR PROCESS (ATV630, ATV650)
ATV630D18Y6 | ATV630 VSD IP00 18.5KW 500V-690V | 106260000 | 96600000 | 10% | Thuy | 5.3 IDVSD: ALTIVAR PROCESS (ATV630, ATV650)
ATV630D22Y6 | ATV630 VSD IP00 22KW 500V-690V | 110682000 | 100620000 | 10% | Thuy | 5.3 IDVSD: ALTIVAR PROCESS (ATV630, ATV650)
ATV630D30Y6 | ATV630 VSD IP00 30KW 500V-690V | 117161000 | 106510000 | 10% | Thuy | 5.3 IDVSD: ALTIVAR PROCESS (ATV630, ATV650)
ATV630D37Y6 | ATV630 VSD IP00 37KW 500V-690V | 132121000 | 120110000 | 10% | Thuy | 5.3 IDVSD: ALTIVAR PROCESS (ATV630, ATV650)
ATV630D45Y6 | ATV630 VSD IP00 45KW 500V-690V | 138259000 | 125690000 | 10% | Thuy | 5.3 IDVSD: ALTIVAR PROCESS (ATV630, ATV650)
ATV630D55Y6 | ATV630 VSD IP00 55KW 500V-690V | 147554000 | 134140000 | 10% | Thuy | 5.3 IDVSD: ALTIVAR PROCESS (ATV630, ATV650)
ATV630D75Y6 | ATV630 VSD IP00 75KW 500V-690V | 151030000 | 137300000 | 10% | Thuy | 5.3 IDVSD: ALTIVAR PROCESS (ATV630, ATV650)
ATV630D90Y6 | ATV630 VSD IP00 90KW 500V-690V | 173393000 | 157630000 | 10% | Thuy | 5.3 IDVSD: ALTIVAR PROCESS (ATV630, ATV650)
ATV630U07N4Z | ATV630 CAB INT IP20 0.75KW 400V WO KEYPAD | 22055000 | 20050000 | 10% | Thuy | 5.3 IDVSD: ALTIVAR PROCESS (ATV630, ATV650)
ATV630U15N4Z | ATV630 CAB INT IP20 1.5KW 400V WO KEYPAD | 23155000 | 21050000 | 10% | Thuy | 5.3 IDVSD: ALTIVAR PROCESS (ATV630, ATV650)
ATV630U22N4Z | ATV630 CAB INT IP20 2.2KW 400V WO KEYPAD | 24354000 | 22140000 | 10% | Thuy | 5.3 IDVSD: ALTIVAR PROCESS (ATV630, ATV650)
ATV630U30N4Z | ATV630 CAB INT IP20 3KW 400V WO KEYPAD | 26114000 | 23740000 | 10% | Thuy | 5.3 IDVSD: ALTIVAR PROCESS (ATV630, ATV650)
ATV630U40N4Z | ATV630 CAB INT IP20 4KW 400V WO KEYPAD | 27544000 | 25040000 | 10% | Thuy | 5.3 IDVSD: ALTIVAR PROCESS (ATV630, ATV650)
ATV630U55N4Z | ATV630 CAB INT IP20 5.5KW 400V WO KEYPAD | 29744000 | 27040000 | 10% | Thuy | 5.3 IDVSD: ALTIVAR PROCESS (ATV630, ATV650)
ATV630U75N4Z | ATV630 CAB INT IP20 7.5KW 400V WO KEYPAD | 31053000 | 28230000 | 10% | Thuy | 5.3 IDVSD: ALTIVAR PROCESS (ATV630, ATV650)
ATV630D11N4Z | ATV630 CAB INT IP20 11KW 400V WO KEYPAD | 37213000 | 33830000 | 10% | Thuy | 5.3 IDVSD: ALTIVAR PROCESS (ATV630, ATV650)
ATV630D15N4Z | ATV630 CAB INT IP20 15KW 400V WO KEYPAD | 42724000 | 38840000 | 10% | Thuy | 5.3 IDVSD: ALTIVAR PROCESS (ATV630, ATV650)
ATV630D18N4Z | ATV630 CAB INT IP20 18.5KW 400V WO KEYPAD | 45166000 | 41060000 | 10% | Thuy | 5.3 IDVSD: ALTIVAR PROCESS (ATV630, ATV650)
ATV630D22N4Z | ATV630 CAB INT IP20 22KW 400V WO KEYPAD | 50853000 | 46230000 | 10% | Thuy | 5.3 IDVSD: ALTIVAR PROCESS (ATV630, ATV650)
ATV630D30N4Z | ATV630 CAB INT IP00 30KW 400V WO KEYPAD | 65901000 | 59910000 | 10% | Thuy | 5.3 IDVSD: ALTIVAR PROCESS (ATV630, ATV650)
ATV630D37N4Z | ATV630 CAB INT IP00 37KW 400V WO KEYPAD | 72457000 | 65870000 | 10% | Thuy | 5.3 IDVSD: ALTIVAR PROCESS (ATV630, ATV650)
ATV630D45N4Z | ATV630 CAB INT IP00 45KW 400V WO KEYPAD | 83941000 | 76310000 | 10% | Thuy | 5.3 IDVSD: ALTIVAR PROCESS (ATV630, ATV650)
ATV630D55N4Z | ATV630 CAB INT IP00 55KW 400V WO KEYPAD | 102696000 | 93360000 | 10% | Thuy | 5.3 IDVSD: ALTIVAR PROCESS (ATV630, ATV650)
ATV630D75N4Z | ATV630 CAB INT IP00 75KW 400V WO KEYPAD | 114257000 | 103870000 | 10% | Thuy | 5.3 IDVSD: ALTIVAR PROCESS (ATV630, ATV650)
ATV630D90N4Z | ATV630 CAB INT IP00 90KW 400V WO KEYPAD | 132880000 | 120800000 | 10% | Thuy | 5.3 IDVSD: ALTIVAR PROCESS (ATV630, ATV650)
ATV630C11N4F | ATV630 IP21 110KW 400V/440 | 393976000 | 358160000 | 10% | Thuy | 5.3 IDVSD: ALTIVAR PROCESS (ATV630, ATV650)
ATV630C13N4F | ATV630 IP21 IP21 132KW 400V/440 | 411070000 | 373700000 | 10% | Thuy | 5.3 IDVSD: ALTIVAR PROCESS (ATV630, ATV650)
ATV630C16N4F | ATV630 IP21 IP21 160KW 400V/440 | 435897000 | 396270000 | 10% | Thuy | 5.3 IDVSD: ALTIVAR PROCESS (ATV630, ATV650)
ATV630C20N4F | ATV630 IP21 IP21 200KW 400V/440 | 479446000 | 435860000 | 10% | Thuy | 5.3 IDVSD: ALTIVAR PROCESS (ATV630, ATV650)
ATV630C25N4F | ATV630 IP21 IP21 250KW 400V/440 | 572539000 | 520490000 | 10% | Thuy | 5.3 IDVSD: ALTIVAR PROCESS (ATV630, ATV650)
ATV630C31N4F | ATV630 IP21 IP21 315KW 400V/440 | 751333000 | 683030000 | 10% | Thuy | 5.3 IDVSD: ALTIVAR PROCESS (ATV630, ATV650)
ATV930C11N4F | ATV930 IP21 110KW 400V/480V | 434082000 | 394620000 | 10% | Thuy | 5.2 IDVSD: ALTIVAR MACHINE (ATV340), ALTIVAR PROCESS (ATV930, ATV950, APM), ACCESSORIES
ATV930C13N4F | ATV930 IP21 132KW 400V/480V | 452749000 | 411590000 | 10% | Thuy | 5.2 IDVSD: ALTIVAR MACHINE (ATV340), ALTIVAR PROCESS (ATV930, ATV950, APM), ACCESSORIES
ATV930C16N4F | ATV930 IP21 160KW 400V/480V | 480095000 | 436450000 | 10% | Thuy | 5.2 IDVSD: ALTIVAR MACHINE (ATV340), ALTIVAR PROCESS (ATV930, ATV950, APM), ACCESSORIES
ATV930C20N4F | ATV930 IP21 200KW 400V/480V | 660099000 | 600090000 | 10% | Thuy | 5.2 IDVSD: ALTIVAR MACHINE (ATV340), ALTIVAR PROCESS (ATV930, ATV950, APM), ACCESSORIES
ATV930C25N4F | ATV930 IP21 250KW 400V/480V | 773520000 | 703200000 | 10% | Thuy | 5.2 IDVSD: ALTIVAR MACHINE (ATV340), ALTIVAR PROCESS (ATV930, ATV950, APM), ACCESSORIES
ATV930C31N4F | ATV930 IP21 315KW 400V/480V | 944251000 | 858410000 | 10% | Thuy | 5.2 IDVSD: ALTIVAR MACHINE (ATV340), ALTIVAR PROCESS (ATV930, ATV950, APM), ACCESSORIES
ABR1S318B | OUTPUT RELAY EM INTERF | 3434200 | 3122000 | 10% | George | 3.6 IDSIG,IDMST: EASY LINE RELAYS, SIGN, POWER SUPPLIES, ACCESSORIES
ABR1S618B | OUTPUT RELAY EM INTERF | 3122900 | 2839000 | 10% | George | 3.6 IDSIG,IDMST: EASY LINE RELAYS, SIGN, POWER SUPPLIES, ACCESSORIES
ABR2E112B | INPUT RELAY EM INTERF | 3358300 | 3053000 | 10% | George | 3.6 IDSIG,IDMST: EASY LINE RELAYS, SIGN, POWER SUPPLIES, ACCESSORIES
ABR2S112B | OUTPUT EM INTERF | 3594800 | 3268000 | 10% | George | 3.6 IDSIG,IDMST: EASY LINE RELAYS, SIGN, POWER SUPPLIES, ACCESSORIES
ABS2SA02MB | OUTPUT SOLID STAT S230 | 3550800 | 3228000 | 10% | George | 3.6 IDSIG,IDMST: EASY LINE RELAYS, SIGN, POWER SUPPLIES, ACCESSORIES
APE1C2150 | WIRE D22 1CONNECT.L500MM | 969100 | 881000 | 10% | George | 3.6 IDSIG,IDMST: EASY LINE RELAYS, SIGN, POWER SUPPLIES, ACCESSORIES
ATS22C11S6 | ELECTRONIC SOFT STARTER CONTROL 220V POW | 68156000 | 61960000 | 10% | George | 5.6 IDVSD: SOFTSTARTER (ATS22)
ATS22C14S6 | ELECTRONIC SOFT STARTER CONTROL 220V POW | 62577900 | 56889000 | 10% | George | 5.6 IDVSD: SOFTSTARTER (ATS22)
ATS22C17S6 | ELECTRONIC SOFT STARTER CONTROL 220V POW | 85945200 | 78132000 | 10% | George | 5.6 IDVSD: SOFTSTARTER (ATS22)
ATS22C21S6 | ELECTRONIC SOFT STARTER CONTROL 220V POW | 142573200 | 129612000 | 10% | George | 5.6 IDVSD: SOFTSTARTER (ATS22)
ATS22C25S6 | ELECTRONIC SOFT STARTER CONTROL 220V POW | 142631500 | 129665000 | 10% | George | 5.6 IDVSD: SOFTSTARTER (ATS22)
ATS22C32S6 | ELECTRONIC SOFT STARTER CONTROL 220V POW | 164062800 | 149148000 | 10% | George | 5.6 IDVSD: SOFTSTARTER (ATS22)
ATS22C41S6 | ELECTRONIC SOFT STARTER CONTROL 220V POW | 172532800 | 156848000 | 10% | George | 5.6 IDVSD: SOFTSTARTER (ATS22)
ATS22C48S6 | ELECTRONIC SOFT STARTER CONTROL 220V POW | 213815800 | 194378000 | 10% | George | 5.6 IDVSD: SOFTSTARTER (ATS22)
ATS22C59S6 | ELECTRONIC SOFT STARTER CONTROL 220V POW | 258654000 | 235140000 | 10% | George | 5.6 IDVSD: SOFTSTARTER (ATS22)
ATS22D17S6 | ELECTRONIC SOFT STARTER CONTROL 220V POW | 37070000 | 33700000 | 10% | George | 5.6 IDVSD: SOFTSTARTER (ATS22)
ATS22D32S6 | ELECTRONIC SOFT STARTER CONTROL 220V POW | 38927900 | 35389000 | 10% | George | 5.6 IDVSD: SOFTSTARTER (ATS22)
ATS22D47S6 | ELECTRONIC SOFT STARTER CONTROL 220V POW | 40872700 | 37157000 | 10% | George | 5.6 IDVSD: SOFTSTARTER (ATS22)
ATS22D62S6 | ELECTRONIC SOFT STARTER CONTROL 220V POW | 45890900 | 41719000 | 10% | George | 5.6 IDVSD: SOFTSTARTER (ATS22)
ATS22D75S6 | ELECTRONIC SOFT STARTER CONTROL 220V POW | 50865100 | 46241000 | 10% | George | 5.6 IDVSD: SOFTSTARTER (ATS22)
ATS22D88S6 | ELECTRONIC SOFT STARTER CONTROL 220V POW | 53395100 | 48541000 | 10% | George | 5.6 IDVSD: SOFTSTARTER (ATS22)
ATS48C11Y | SOFT START-SOFT STOP UNIT ALTISTART 110A | 47205400 | 42914000 | 10% | George | 5.2 IDVSD: ALTIVAR MACHINE (ATV12, ATV320), SOFTSTARTER (ATS48), ACCESSORIES
ATS48C14Y | SOFT START-SOFT STOP UNIT ALTISTART 140A | 51928800 | 47208000 | 10% | George | 5.2 IDVSD: ALTIVAR MACHINE (ATV12, ATV320), SOFTSTARTER (ATS48), ACCESSORIES
ATS48C17Y | SOFT START-SOFT STOP UNIT ALTISTART 170A | 54528100 | 49571000 | 10% | George | 5.2 IDVSD: ALTIVAR MACHINE (ATV12, ATV320), SOFTSTARTER (ATS48), ACCESSORIES
ATS48C21Y | SOFT START-SOFT STOP UNIT ALTISTART 210A | 67590600 | 61446000 | 10% | George | 5.2 IDVSD: ALTIVAR MACHINE (ATV12, ATV320), SOFTSTARTER (ATS48), ACCESSORIES
ATS48C25Y | SOFT START-SOFT STOP UNIT ALTISTART 250A | 73884800 | 67168000 | 10% | George | 5.2 IDVSD: ALTIVAR MACHINE (ATV12, ATV320), SOFTSTARTER (ATS48), ACCESSORIES
ATS48C32Y | SOFT START-SOFT STOP UNIT ALTISTART 320A | 83309600 | 75736000 | 10% | George | 5.2 IDVSD: ALTIVAR MACHINE (ATV12, ATV320), SOFTSTARTER (ATS48), ACCESSORIES
ATS48C41Y | ALTISTART 410A 690V | 154816200 | 140742000 | 10% | George | 5.2 IDVSD: ALTIVAR MACHINE (ATV12, ATV320), SOFTSTARTER (ATS48), ACCESSORIES
ATS48C48Y | ALTISTART 480A 690V | 181612200 | 165102000 | 10% | George | 5.2 IDVSD: ALTIVAR MACHINE (ATV12, ATV320), SOFTSTARTER (ATS48), ACCESSORIES
ATS48C59Y | ALTISTART 590A 690V | 193103900 | 175549000 | 10% | George | 5.2 IDVSD: ALTIVAR MACHINE (ATV12, ATV320), SOFTSTARTER (ATS48), ACCESSORIES
ATS48D22Y | SOFT START-SOFT STOP UNIT ALTISTART 22A | 24681800 | 22438000 | 10% | George | 5.2 IDVSD: ALTIVAR MACHINE (ATV12, ATV320), SOFTSTARTER (ATS48), ACCESSORIES
ATS48D32Y | SOFT START-SOFT STOP UNIT ALTISTART 32A | 27707900 | 25189000 | 10% | George | 5.2 IDVSD: ALTIVAR MACHINE (ATV12, ATV320), SOFTSTARTER (ATS48), ACCESSORIES
ATS48D38Y | SOFT START-SOFT STOP UNIT ALTISTART 38A | 30376500 | 27615000 | 10% | George | 5.2 IDVSD: ALTIVAR MACHINE (ATV12, ATV320), SOFTSTARTER (ATS48), ACCESSORIES
ATS48D62Y | SOFT START-SOFT STOP UNIT ALTISTART 62A | 39616500 | 36015000 | 10% | George | 5.2 IDVSD: ALTIVAR MACHINE (ATV12, ATV320), SOFTSTARTER (ATS48), ACCESSORIES
ATS48D88Y | SOFT START-SOFT STOP UNIT ALTISTART 88A | 44963600 | 40876000 | 10% | George | 5.2 IDVSD: ALTIVAR MACHINE (ATV12, ATV320), SOFTSTARTER (ATS48), ACCESSORIES
ATSU01N209LT | SOFT-START STOP 9A 200 480V | 7403000 | 6730000 | 10% | George | 5.2 IDVSD: ALTIVAR MACHINE (ATV12, ATV320), SOFTSTARTER (ATS48), ACCESSORIES
ATSU01N222LT | SOFT-START STOP 22A 200 480V | 8327000 | 7570000 | 10% | George | 5.2 IDVSD: ALTIVAR MACHINE (ATV12, ATV320), SOFTSTARTER (ATS48), ACCESSORIES
ATV12P037M2 | ATV12 0.37KW 240V 1PH BASE PLATE TB | 5786000 | 5260000 | 10% | George | 5.2 IDVSD: ALTIVAR MACHINE (ATV12, ATV320), SOFTSTARTER (ATS48), ACCESSORIES
ATV310L075N4 | ATV310L three-phase 400V 0.75 kw | 22955900 | 20869000 | 10% | George | 5.2 IDVSD: ALTIVAR MACHINE (ATV12, ATV320), SOFTSTARTER (ATS48), ACCESSORIES
ATV310LU15N4 | ATV310L three-phase 400V 1.5 kw | 23923900 | 21749000 | 10% | George | 5.2 IDVSD: ALTIVAR MACHINE (ATV12, ATV320), SOFTSTARTER (ATS48), ACCESSORIES
ATV310LU22N4 | ATV310L three-phase 400V 2.2 kw | 24948000 | 22680000 | 10% | George | 5.2 IDVSD: ALTIVAR MACHINE (ATV12, ATV320), SOFTSTARTER (ATS48), ACCESSORIES
ATV310LU30N4 | ATV310L three-phase 400V 3.0 kw | 25881900 | 23529000 | 10% | George | 5.2 IDVSD: ALTIVAR MACHINE (ATV12, ATV320), SOFTSTARTER (ATS48), ACCESSORIES
ATV310LU40N4 | ATV310L three-phase 400V 4.0 kw | 27333900 | 24849000 | 10% | George | 5.2 IDVSD: ALTIVAR MACHINE (ATV12, ATV320), SOFTSTARTER (ATS48), ACCESSORIES
ATV310LU55N4 | ATV310L three-phase 400V 5.5 kw | 30630600 | 27846000 | 10% | George | 5.2 IDVSD: ALTIVAR MACHINE (ATV12, ATV320), SOFTSTARTER (ATS48), ACCESSORIES
ATV320D11N4C | ATV320 11kW 400V 3ph compact | 18535000 | 16850000 | 10% | George | 5.2 IDVSD: ALTIVAR MACHINE (ATV12, ATV320), SOFTSTARTER (ATS48), ACCESSORIES
ATV320D15N4C | ATV320 15kW 400V 3ph compact | 21870200 | 19882000 | 10% | George | 5.2 IDVSD: ALTIVAR MACHINE (ATV12, ATV320), SOFTSTARTER (ATS48), ACCESSORIES
ATV320U02M2W | ATV320 IP66 / 1ph / 200V / 0,18 kW / Wit | 11748000 | 10680000 | 10% | George | 5.2 IDVSD: ALTIVAR MACHINE (ATV12, ATV320), SOFTSTARTER (ATS48), ACCESSORIES
ATV320U04M2W | ATV320 IP66 / 1ph / 200V / 0,37 kW / Wit | 12356300 | 11233000 | 10% | George | 5.2 IDVSD: ALTIVAR MACHINE (ATV12, ATV320), SOFTSTARTER (ATS48), ACCESSORIES
ATV320U04N4W | ATV320 IP66 / 3ph / 380V / 0,37 kW / Wit | 14325300 | 13023000 | 10% | George | 5.2 IDVSD: ALTIVAR MACHINE (ATV12, ATV320), SOFTSTARTER (ATS48), ACCESSORIES
ATV320U06M2W | ATV320 IP66 / 1ph / 200V / 0,55 kW / Wit | 12963500 | 11785000 | 10% | George | 5.2 IDVSD: ALTIVAR MACHINE (ATV12, ATV320), SOFTSTARTER (ATS48), ACCESSORIES
ATV320U06N4W | ATV320 IP66 / 3ph / 380V / 0,55 kW / Wit | 14753200 | 13412000 | 10% | George | 5.2 IDVSD: ALTIVAR MACHINE (ATV12, ATV320), SOFTSTARTER (ATS48), ACCESSORIES
ATV320U07M2W | ATV320 IP66 / 1ph / 200V / 0,75 kW / Wit | 13559700 | 12327000 | 10% | George | 5.2 IDVSD: ALTIVAR MACHINE (ATV12, ATV320), SOFTSTARTER (ATS48), ACCESSORIES
ATV320U07N4W | ATV320 IP66 / 3ph / 380V / 0,75 kW / Wi | 15180000 | 13800000 | 10% | George | 5.2 IDVSD: ALTIVAR MACHINE (ATV12, ATV320), SOFTSTARTER (ATS48), ACCESSORIES
ATV320U55N4C | ATV320 5,5kW 400V 3ph compact | 12980000 | 11800000 | 10% | George | 5.2 IDVSD: ALTIVAR MACHINE (ATV12, ATV320), SOFTSTARTER (ATS48), ACCESSORIES
ATV320U75N4C | ATV320 7,5kW 400V 3ph compact | 14795000 | 13450000 | 10% | George | 5.2 IDVSD: ALTIVAR MACHINE (ATV12, ATV320), SOFTSTARTER (ATS48), ACCESSORIES
ATV610C11N4 | ATV610, VSD IP20 110kW, 380/415V | 162493100 | 147721000 | 10% | George | 5.1 IDVSD: EASYLINE DRIVES
ATV610C13N4 | ATV610, VSD IP20 132kW, 380/415V | 175591900 | 159629000 | 10% | George | 5.1 IDVSD: EASYLINE DRIVES
ATV610C16N4 | ATV610, VSD IP20 160kW, 380/415V | 197681000 | 179710000 | 10% | George | 5.1 IDVSD: EASYLINE DRIVES
ATV610D11N4 | ATV610, VSD IP20 11kW, 380/415V | 31902200 | 29002000 | 10% | George | 5.1 IDVSD: EASYLINE DRIVES
ATV610D15N4 | ATV610, VSD IP20 15kW, 380/415V | 33939400 | 30854000 | 10% | George | 5.1 IDVSD: EASYLINE DRIVES
ATV610D18N4 | ATV610, VSD IP20 18.5kW, 380/415V | 37675000 | 34250000 | 10% | George | 5.1 IDVSD: EASYLINE DRIVES
ATV610D22N4 | ATV610, VSD IP20 22kW, 380/415V | 39858500 | 36235000 | 10% | George | 5.1 IDVSD: EASYLINE DRIVES
ATV610D30N4 | ATV610, VSD IP20 30kW, 380/415V | 48996200 | 44542000 | 10% | George | 5.1 IDVSD: EASYLINE DRIVES
ATV610D37N4 | ATV610, VSD IP20 37kW, 380/415V | 61103900 | 55549000 | 10% | George | 5.1 IDVSD: EASYLINE DRIVES
ATV610D45N4 | ATV610, VSD IP20 45kW, 380/415V | 68553100 | 62321000 | 10% | George | 5.1 IDVSD: EASYLINE DRIVES
ATV610D55N4 | ATV610, VSD IP20 55kW, 380/415V | 86400600 | 78546000 | 10% | George | 5.1 IDVSD: EASYLINE DRIVES
ATV610D75N4 | ATV610, VSD IP20 75kW, 380/415V | 103673900 | 94249000 | 10% | George | 5.1 IDVSD: EASYLINE DRIVES
ATV610D90N4 | ATV610, VSD IP20 90kW, 380/415V | 114420900 | 104019000 | 10% | George | 5.1 IDVSD: EASYLINE DRIVES
ATV610U07N4 | ATV610, VSD IP20 0.75kW, 380/415V | 21268500 | 19335000 | 10% | George | 5.1 IDVSD: EASYLINE DRIVES
ATV610U15N4 | ATV610, VSD IP20 1.5kW, 380/415V | 22101200 | 20092000 | 10% | George | 5.1 IDVSD: EASYLINE DRIVES
ATV610U22N4 | ATV610, VSD IP20 2.2kW, 380/415V | 23046100 | 20951000 | 10% | George | 5.1 IDVSD: EASYLINE DRIVES
ATV610U30N4 | ATV610, VSD IP20 3kW, 380/415V | 23867800 | 21698000 | 10% | George | 5.1 IDVSD: EASYLINE DRIVES
ATV610U40N4 | ATV610, VSD IP20 4kW, 380/415V | 24812700 | 22557000 | 10% | George | 5.1 IDVSD: EASYLINE DRIVES
ATV610U55N4 | ATV610, VSD IP20 5.5kW, 380/415V | 26354900 | 23959000 | 10% | George | 5.1 IDVSD: EASYLINE DRIVES
ATV610U75N4 | ATV610, VSD IP20 7.5kW, 380/415V | 28594500 | 25995000 | 10% | George | 5.1 IDVSD: EASYLINE DRIVES
DL1BDB1 | WHITE LED BULB FOR SIGNALLING BA 15D 24 | 349800 | 318000 | 10% | George | 3.6 IDSIG,IDMST: EASY LINE RELAYS, SIGN, POWER SUPPLIES, ACCESSORIES
DL1BDB3 | GREEN LED BULB FOR SIGNALLING BA 15D 24 | 349800 | 318000 | 10% | George | 3.6 IDSIG,IDMST: EASY LINE RELAYS, SIGN, POWER SUPPLIES, ACCESSORIES
DL1BDB4 | RED LED BULB FOR SIGNALLING BA 15D 24 V | 349800 | 318000 | 10% | George | 3.6 IDSIG,IDMST: EASY LINE RELAYS, SIGN, POWER SUPPLIES, ACCESSORIES
DL1BDB5 | AMBER LED BULB 24V STEADY LIGHT | 349800 | 318000 | 10% | George | 3.6 IDSIG,IDMST: EASY LINE RELAYS, SIGN, POWER SUPPLIES, ACCESSORIES
DL1BDB6 | LED CLUSTER 24V BLUE | 349800 | 318000 | 10% | George | 3.6 IDSIG,IDMST: EASY LINE RELAYS, SIGN, POWER SUPPLIES, ACCESSORIES
DL1BDB8 | YELLOWORANGE LED BULB FOR SIGNALLING BA | 349800 | 318000 | 10% | George | 3.6 IDSIG,IDMST: EASY LINE RELAYS, SIGN, POWER SUPPLIES, ACCESSORIES
DL1BEB | BA15D 24V 7W LAMP | 104500 | 95000 | 10% | George | 3.6 IDSIG,IDMST: EASY LINE RELAYS, SIGN, POWER SUPPLIES, ACCESSORIES
DL1BEBS | BA 15 INCANDESCENT LAMP | 97900 | 89000 | 10% | George | 3.6 IDSIG,IDMST: EASY LINE RELAYS, SIGN, POWER SUPPLIES, ACCESSORIES
DL1CF220 | BULB FOR SIGNALLING UNIT | 77000 | 70000 | 10% | George | 3.6 IDSIG,IDMST: EASY LINE RELAYS, SIGN, POWER SUPPLIES, ACCESSORIES
DL1CJ0241 | WHITE LED BULB FOR SIGNALLING BA 9S 24 V | 268400 | 244000 | 10% | George | 3.6 IDSIG,IDMST: EASY LINE RELAYS, SIGN, POWER SUPPLIES, ACCESSORIES
DL1CJ0243 | GREEN LED BULB FOR SIGNALLING BA 9S 24 V | 248600 | 226000 | 10% | George | 3.6 IDSIG,IDMST: EASY LINE RELAYS, SIGN, POWER SUPPLIES, ACCESSORIES
DL1CJ0244 | RED LED BULB FOR SIGNALLING BA 9S 24 V A | 269500 | 245000 | 10% | George | 3.6 IDSIG,IDMST: EASY LINE RELAYS, SIGN, POWER SUPPLIES, ACCESSORIES
DL1CJ0245 | YELLOW LED BULB FOR SIGNALLING BA 9S 24 | 248600 | 226000 | 10% | George | 3.6 IDSIG,IDMST: EASY LINE RELAYS, SIGN, POWER SUPPLIES, ACCESSORIES
DL1EDBS | INCANDESCENT BULB 24 V | 88000 | 80000 | 10% | George | 3.6 IDSIG,IDMST: EASY LINE RELAYS, SIGN, POWER SUPPLIES, ACCESSORIES
K10C003QCH | CAM STEPPING SWITCH 1 POLE 450 10 A FOR | 1721500 | 1565000 | 10% | George | 3.6 IDSIG,IDMST: EASY LINE RELAYS, SIGN, POWER SUPPLIES, ACCESSORIES
K10D004ACH | CAM SWITCH 4POLE 600 10 A FOR DIAM 16 OR | 2681800 | 2438000 | 10% | George | 3.6 IDSIG,IDMST: EASY LINE RELAYS, SIGN, POWER SUPPLIES, ACCESSORIES
K10F013QCH | CAM STEPPING SWITCH 2POLE 45# 10 A FOR D | 2637800 | 2398000 | 10% | George | 3.6 IDSIG,IDMST: EASY LINE RELAYS, SIGN, POWER SUPPLIES, ACCESSORIES
K10H004UCH | CAM CHANGEOVER SWITCH 4POLE 60# 10 A FOR | 2779700 | 2527000 | 10% | George | 3.6 IDSIG,IDMST: EASY LINE RELAYS, SIGN, POWER SUPPLIES, ACCESSORIES
K1B001UCH | COMMUTATOR | 1014200 | 922000 | 10% | George | 3.6 IDSIG,IDMST: EASY LINE RELAYS, SIGN, POWER SUPPLIES, ACCESSORIES
K1B003BL | MULTIFIXING CONTACT BLOCK | 785400 | 714000 | 10% | George | 3.6 IDSIG,IDMST: EASY LINE RELAYS, SIGN, POWER SUPPLIES, ACCESSORIES
K1C003QLH | LP CAM SWITCH | 928400 | 844000 | 10% | George | 3.6 IDSIG,IDMST: EASY LINE RELAYS, SIGN, POWER SUPPLIES, ACCESSORIES
K1D012U | K1 CONTACT BLOCK | 1266100 | 1151000 | 10% | George | 3.6 IDSIG,IDMST: EASY LINE RELAYS, SIGN, POWER SUPPLIES, ACCESSORIES
K1D024MCH | COMPL. CAMSWITCH DIA 22 | 1180300 | 1073000 | 10% | George | 3.6 IDSIG,IDMST: EASY LINE RELAYS, SIGN, POWER SUPPLIES, ACCESSORIES
K1E005QCH | CAMSWITCH DIA 22 | 1772100 | 1611000 | 10% | George | 3.6 IDSIG,IDMST: EASY LINE RELAYS, SIGN, POWER SUPPLIES, ACCESSORIES
K1F013QLH | LP CAM SWITCH | 1416800 | 1288000 | 10% | George | 3.6 IDSIG,IDMST: EASY LINE RELAYS, SIGN, POWER SUPPLIES, ACCESSORIES
K1F013ULH | LP CAM SWITCH | 1679700 | 1527000 | 10% | George | 3.6 IDSIG,IDMST: EASY LINE RELAYS, SIGN, POWER SUPPLIES, ACCESSORIES
K1SD217B7XS | CAM SWITCH K1 | 3536500 | 3215000 | 10% | George | 3.6 IDSIG,IDMST: EASY LINE RELAYS, SIGN, POWER SUPPLIES, ACCESSORIES
K1SF217B6XS | CAM SWITCH XBCD | 3052500 | 2775000 | 10% | George | 3.6 IDSIG,IDMST: EASY LINE RELAYS, SIGN, POWER SUPPLIES, ACCESSORIES
K2C003ALH | LP CAM SWITCH | 848100 | 771000 | 10% | George | 3.6 IDSIG,IDMST: EASY LINE RELAYS, SIGN, POWER SUPPLIES, ACCESSORIES
K2D004QLH | LP CAM SWITCH | 1379400 | 1254000 | 10% | George | 3.6 IDSIG,IDMST: EASY LINE RELAYS, SIGN, POWER SUPPLIES, ACCESSORIES
K30F003UP | CAM CHANGEOVER SWITCH 3POLE 60# 32 A SCR | 4919200 | 4472000 | 10% | George | 3.6 IDSIG,IDMST: EASY LINE RELAYS, SIGN, POWER SUPPLIES, ACCESSORIES
K50C003AP | CAM SWITCH 3POLE 60# 50 A SCREW MOUNTING | 8261000 | 7510000 | 10% | George | 3.6 IDSIG,IDMST: EASY LINE RELAYS, SIGN, POWER SUPPLIES, ACCESSORIES
KAC1Z | OPERATOR | 594000 | 540000 | 10% | George | 3.6 IDSIG,IDMST: EASY LINE RELAYS, SIGN, POWER SUPPLIES, ACCESSORIES
KAG3H | OPERATOR 45X45 | 135300 | 123000 | 10% | George | 3.6 IDSIG,IDMST: EASY LINE RELAYS, SIGN, POWER SUPPLIES, ACCESSORIES
KZ18417 | MARKED LEGEND PLATE | 169400 | 154000 | 10% | George | 3.6 IDSIG,IDMST: EASY LINE RELAYS, SIGN, POWER SUPPLIES, ACCESSORIES
LXM16DU01M2X | ServoDrive Lexium16D PT 1~220Vac 0.1kW | 7183000 | 6530000 | 10% | George | 3.6 IDSIG,IDMST: EASY LINE RELAYS, SIGN, POWER SUPPLIES, ACCESSORIES
LXM16DU02M2X | ServoDrive Lexium16D PT 1~220Vac 0.2kW | 7326000 | 6660000 | 10% | George | 3.6 IDSIG,IDMST: EASY LINE RELAYS, SIGN, POWER SUPPLIES, ACCESSORIES
LXM16DU04M2X | ServoDrive Lexium16D PT 1~220Vac 0.4kW | 7700000 | 7000000 | 10% | George | 3.6 IDSIG,IDMST: EASY LINE RELAYS, SIGN, POWER SUPPLIES, ACCESSORIES
LXM16DU07M2X | ServoDrive Lexium16D PT 1~220Vac 0.75kW | 8481000 | 7710000 | 10% | George | 3.6 IDSIG,IDMST: EASY LINE RELAYS, SIGN, POWER SUPPLIES, ACCESSORIES
LXM16DU10M2X | ServoDrive Lexium16D PT 1~220Vac 1.0kW | 9240000 | 8400000 | 10% | George | 3.6 IDSIG,IDMST: EASY LINE RELAYS, SIGN, POWER SUPPLIES, ACCESSORIES
LXM16DU15M2X | ServoDrive Lexium16D PT 1~220Vac 1.5kW | 9526000 | 8660000 | 10% | George | 3.6 IDSIG,IDMST: EASY LINE RELAYS, SIGN, POWER SUPPLIES, ACCESSORIES
LXM26DU01M3X | Lexium 26 IO drive 1/3PH 230V 100W | 11187000 | 10170000 | 10% | George | 3.6 IDSIG,IDMST: EASY LINE RELAYS, SIGN, POWER SUPPLIES, ACCESSORIES
LXM26DU02M3X | Lexium 26 IO drive 1/3PH 230V 200W | 11682000 | 10620000 | 10% | George | 3.6 IDSIG,IDMST: EASY LINE RELAYS, SIGN, POWER SUPPLIES, ACCESSORIES
LXM26DU04M3X | Lexium 26 IO drive 1/3PH 230V 400W | 12078000 | 10980000 | 10% | George | 3.6 IDSIG,IDMST: EASY LINE RELAYS, SIGN, POWER SUPPLIES, ACCESSORIES
LXM26DU07M3X | Lexium 26 IO drive 1/3PH 230V 750W | 12474000 | 11340000 | 10% | George | 3.6 IDSIG,IDMST: EASY LINE RELAYS, SIGN, POWER SUPPLIES, ACCESSORIES
LXM26DU10M3X | Lexium 26 IO drive 1/3PH 230V 1,0kW | 13563000 | 12330000 | 10% | George | 3.6 IDSIG,IDMST: EASY LINE RELAYS, SIGN, POWER SUPPLIES, ACCESSORIES
LXM26DU15M3X | Lexium 26 IO drive 1/3PH 230V 1,5kW | 14058000 | 12780000 | 10% | George | 3.6 IDSIG,IDMST: EASY LINE RELAYS, SIGN, POWER SUPPLIES, ACCESSORIES
LXM26DU20M3X | Lexium 26 IO drive 3PH 230V 2,0kW | 16236000 | 14760000 | 10% | George | 3.6 IDSIG,IDMST: EASY LINE RELAYS, SIGN, POWER SUPPLIES, ACCESSORIES
LXM26DU30M3X | Lexium 26 IO drive 3PH 230V 3,0kW | 29007000 | 26370000 | 10% | George | 3.6 IDSIG,IDMST: EASY LINE RELAYS, SIGN, POWER SUPPLIES, ACCESSORIES
LXM26DU45M3X | Lexium 26 IO drive 3PH 230V 4,5kW | 31086000 | 28260000 | 10% | George | 3.6 IDSIG,IDMST: EASY LINE RELAYS, SIGN, POWER SUPPLIES, ACCESSORIES
LXM26DUA5M3X | Lexium 26 IO drive 1/3PH 230V 50W | 14714700 | 13377000 | 10% | George | 3.6 IDSIG,IDMST: EASY LINE RELAYS, SIGN, POWER SUPPLIES, ACCESSORIES
PFXGP4402WADW | 7-inch WideTFT,65,536 colors,WVGA 800 x | 9721800 | 8838000 | 10% | George | 5.5 IDMST, IDHMI : EASYLINE HUMAN MACHINE INTFC (HMIGXU, Easy IPC), EASYLINE CONTROLLERS
PFXGP4502WADW | 10-inch WideTFT,65,536 COLOR, WVGA 800 x | 21557800 | 19598000 | 10% | George | 5.5 IDMST, IDHMI : EASYLINE HUMAN MACHINE INTFC (HMIGXU, Easy IPC), EASYLINE CONTROLLERS
RE22R1ACMR | ON DELAY TIMER | 2040500 | 1855000 | 10% | George | 3.6 IDSIG,IDMST: EASY LINE RELAYS, SIGN, POWER SUPPLIES, ACCESSORIES
RE22R1AKMR | ON DELAY TIMER | 2204400 | 2004000 | 10% | George | 3.6 IDSIG,IDMST: EASY LINE RELAYS, SIGN, POWER SUPPLIES, ACCESSORIES
RE22R1CMR | OFF DELAY TIMER | 1664300 | 1513000 | 10% | George | 3.6 IDSIG,IDMST: EASY LINE RELAYS, SIGN, POWER SUPPLIES, ACCESSORIES
RE22R1DMR | FLASHING TIMER RELAY | 1491600 | 1356000 | 10% | George | 3.6 IDSIG,IDMST: EASY LINE RELAYS, SIGN, POWER SUPPLIES, ACCESSORIES
RE22R1HMR | PULSE-ON ENERGISATION TIMER RELAY | 1438800 | 1308000 | 10% | George | 3.6 IDSIG,IDMST: EASY LINE RELAYS, SIGN, POWER SUPPLIES, ACCESSORIES
RE22R1MAMR | ON DELAY TIMER | 1784200 | 1622000 | 10% | George | 3.6 IDSIG,IDMST: EASY LINE RELAYS, SIGN, POWER SUPPLIES, ACCESSORIES
RE22R1MKMR | OFF DELAY TIMER RELAY | 1644500 | 1495000 | 10% | George | 3.6 IDSIG,IDMST: EASY LINE RELAYS, SIGN, POWER SUPPLIES, ACCESSORIES
RE22R1MLMR | ASYMMETRICAL RECYCLER | 2352900 | 2139000 | 10% | George | 3.6 IDSIG,IDMST: EASY LINE RELAYS, SIGN, POWER SUPPLIES, ACCESSORIES
RE22R2ACMR | ON DELAY TIMER | 1864500 | 1695000 | 10% | George | 3.6 IDSIG,IDMST: EASY LINE RELAYS, SIGN, POWER SUPPLIES, ACCESSORIES
RE22R2CMR | OFF DELAY TIMING RELAY 0.05-300H, 2C/O, | 1864500 | 1695000 | 10% | George | 3.6 IDSIG,IDMST: EASY LINE RELAYS, SIGN, POWER SUPPLIES, ACCESSORIES
RE22R2DMR | FLASHING TIMER RELAY | 1916200 | 1742000 | 10% | George | 3.6 IDSIG,IDMST: EASY LINE RELAYS, SIGN, POWER SUPPLIES, ACCESSORIES
RE22R2HMR | PULSE-ON ENERGISATION TIMER RELAY | 2000900 | 1819000 | 10% | George | 3.6 IDSIG,IDMST: EASY LINE RELAYS, SIGN, POWER SUPPLIES, ACCESSORIES
RE22R2KMR | OFF DELAY TIMER RELAY | 1499300 | 1363000 | 10% | George | 3.6 IDSIG,IDMST: EASY LINE RELAYS, SIGN, POWER SUPPLIES, ACCESSORIES
RE22R2MMU | Multifunction Timer Relay | 2006400 | 1824000 | 10% | George | 3.6 IDSIG,IDMST: EASY LINE RELAYS, SIGN, POWER SUPPLIES, ACCESSORIES
RE22R2MWMR | PULSE-ON ENERGISATION TIMER RELAY | 2014100 | 1831000 | 10% | George | 3.6 IDSIG,IDMST: EASY LINE RELAYS, SIGN, POWER SUPPLIES, ACCESSORIES
RE22R2QEMT | STAR-DELTA TIMER RELAY | 1452000 | 1320000 | 10% | George | 3.6 IDSIG,IDMST: EASY LINE RELAYS, SIGN, POWER SUPPLIES, ACCESSORIES
RE22R2QGMR | STAR-DELTA TIMER RELAY | 2317700 | 2107000 | 10% | George | 3.6 IDSIG,IDMST: EASY LINE RELAYS, SIGN, POWER SUPPLIES, ACCESSORIES
RE22R2QTMR | STAR-DELTA TIMER RELAY | 1679700 | 1527000 | 10% | George | 3.6 IDSIG,IDMST: EASY LINE RELAYS, SIGN, POWER SUPPLIES, ACCESSORIES
RGZL520 | PLASTIC ID TAG | 18700 | 17000 | 10% | George | 3.6 IDSIG,IDMST: EASY LINE RELAYS, SIGN, POWER SUPPLIES, ACCESSORIES
RGZR215 | Plastic maintaining clamp for RGZ socket | 16500 | 15000 | 10% | George | 3.6 IDSIG,IDMST: EASY LINE RELAYS, SIGN, POWER SUPPLIES, ACCESSORIES
RHK412M | LATCHING RELAY 220V ACDC | 5918000 | 5380000 | 10% | George | 3.6 IDSIG,IDMST: EASY LINE RELAYS, SIGN, POWER SUPPLIES, ACCESSORIES
RHN411M | PLUG-IN RELAY.INSTANT.220VAC | 2459600 | 2236000 | 10% | George | 3.6 IDSIG,IDMST: EASY LINE RELAYS, SIGN, POWER SUPPLIES, ACCESSORIES
RHN412B | PLUG-IN RELAY.INSTANT.24VDC | 2483800 | 2258000 | 10% | George | 3.6 IDSIG,IDMST: EASY LINE RELAYS, SIGN, POWER SUPPLIES, ACCESSORIES
RHN412BA76 | INSTANTANEOUS RELAY WITH SUPPRESSOR 24 V | 2814900 | 2559000 | 10% | George | 3.6 IDSIG,IDMST: EASY LINE RELAYS, SIGN, POWER SUPPLIES, ACCESSORIES
RHZ21 | SOCKET FOR RHK PLUG-IN RELAYS | 722700 | 657000 | 10% | George | 3.6 IDSIG,IDMST: EASY LINE RELAYS, SIGN, POWER SUPPLIES, ACCESSORIES
RM17TE00 | PH ROT:FAILURE 208-480VAC ASYMM UV/OV | 1307900 | 1189000 | 10% | George | 3.6 IDSIG,IDMST: EASY LINE RELAYS, SIGN, POWER SUPPLIES, ACCESSORIES
RM17TG00 | PH FAILURE ROTATN 208-480VAC 1C/O | 1134100 | 1031000 | 10% | George | 3.6 IDSIG,IDMST: EASY LINE RELAYS, SIGN, POWER SUPPLIES, ACCESSORIES
RM17TG20 | PH FAILURE ROTATN 208-480VAC 2C/O | 1217700 | 1107000 | 10% | George | 3.6 IDSIG,IDMST: EASY LINE RELAYS, SIGN, POWER SUPPLIES, ACCESSORIES
RM17TU00 | PH ROTATION:FAILURE 208-480VAC W/ UV | 1600500 | 1455000 | 10% | George | 3.6 IDSIG,IDMST: EASY LINE RELAYS, SIGN, POWER SUPPLIES, ACCESSORIES
RM17UAS14 | OV OR UV 9..15VDC 12VDC 1C/O | 1276000 | 1160000 | 10% | George | 3.6 IDSIG,IDMST: EASY LINE RELAYS, SIGN, POWER SUPPLIES, ACCESSORIES
RM17UAS15 | OV OR UV 65-260V ACDC 110-240VAC/DC 1C/O | 1603800 | 1458000 | 10% | George | 3.6 IDSIG,IDMST: EASY LINE RELAYS, SIGN, POWER SUPPLIES, ACCESSORIES
RM17UAS16 | OV OR UV 20..80V ACDC 24-48VAC/DC 1C/O | 1657700 | 1507000 | 10% | George | 3.6 IDSIG,IDMST: EASY LINE RELAYS, SIGN, POWER SUPPLIES, ACCESSORIES
RM17UB310 | OV AND UV 3PH 220-480VAC BET 2PH 1C/O | 1452000 | 1320000 | 10% | George | 3.6 IDSIG,IDMST: EASY LINE RELAYS, SIGN, POWER SUPPLIES, ACCESSORIES
RM17UBE15 | OV/UV 65..260V ACDC 110-240VAC/DC 1C/O | 1375000 | 1250000 | 10% | George | 3.6 IDSIG,IDMST: EASY LINE RELAYS, SIGN, POWER SUPPLIES, ACCESSORIES
RM17UBE16 | OV AND UV 20..80V ACDC 24-48VAC/DC 1C/O | 1472900 | 1339000 | 10% | George | 3.6 IDSIG,IDMST: EASY LINE RELAYS, SIGN, POWER SUPPLIES, ACCESSORIES
RM22UB34 | VOLTAGE CONTROL RELAY RM22-UB - RANGE 80 | 2766500 | 2515000 | 10% | George | 3.6 IDSIG,IDMST: EASY LINE RELAYS, SIGN, POWER SUPPLIES, ACCESSORIES
RM35HZ21FM | FREQUENCY RELAY 40-60HZ 12-277VAC | 2378200 | 2162000 | 10% | George | 3.6 IDSIG,IDMST: EASY LINE RELAYS, SIGN, POWER SUPPLIES, ACCESSORIES
RM35JA31MW | OC OR UC RELAY 2..500MA 24-240VAC/DC | 2629000 | 2390000 | 10% | George | 3.6 IDSIG,IDMST: EASY LINE RELAYS, SIGN, POWER SUPPLIES, ACCESSORIES
RM35JA32MW | OC OR UC RELAY 150mA-15A 24-240VAC/DC | 2009700 | 1827000 | 10% | George | 3.6 IDSIG,IDMST: EASY LINE RELAYS, SIGN, POWER SUPPLIES, ACCESSORIES
RM35LM33MW | MULTIFUNC LEV CONTRL RESIST 24-240VAC/DC | 2139500 | 1945000 | 10% | George | 3.6 IDSIG,IDMST: EASY LINE RELAYS, SIGN, POWER SUPPLIES, ACCESSORIES
RM35S0MW | SPEED CONTROL RELAY 24-240VAC/DC | 1962400 | 1784000 | 10% | George | 3.6 IDSIG,IDMST: EASY LINE RELAYS, SIGN, POWER SUPPLIES, ACCESSORIES
RM35TF30 | MLTIFUNC PH CNTRL 220 480VA PHFAIL ROT | 2515700 | 2287000 | 10% | George | 3.6 IDSIG,IDMST: EASY LINE RELAYS, SIGN, POWER SUPPLIES, ACCESSORIES
RM35UA12MW | OV OR UV RELAY 1..100V 24-240VAC/DC 2C/O | 1873300 | 1703000 | 10% | George | 3.6 IDSIG,IDMST: EASY LINE RELAYS, SIGN, POWER SUPPLIES, ACCESSORIES
RM35UA13MW | OV OR UV RELAY 15..600V 24-240VAC/DC 2CO | 1916200 | 1742000 | 10% | George | 3.6 IDSIG,IDMST: EASY LINE RELAYS, SIGN, POWER SUPPLIES, ACCESSORIES
RM35UB330 | 3PH OV AND UV RLY 220-480VAC BET 2PH 2CO | 1718200 | 1562000 | 10% | George | 3.6 IDSIG,IDMST: EASY LINE RELAYS, SIGN, POWER SUPPLIES, ACCESSORIES
RM35UB3N30 | 3PH OV AND UV RLY 220-480VAC BET PH & N | 1700600 | 1546000 | 10% | George | 3.6 IDSIG,IDMST: EASY LINE RELAYS, SIGN, POWER SUPPLIES, ACCESSORIES
RMCA61BD | ZELIO ANALOGUE CURRENT CONVERTOR | 3352800 | 3048000 | 10% | George | 3.6 IDSIG,IDMST: EASY LINE RELAYS, SIGN, POWER SUPPLIES, ACCESSORIES
RMCL55BD | ZELIO ANALOGUE CONVERTER | 3850000 | 3500000 | 10% | George | 3.6 IDSIG,IDMST: EASY LINE RELAYS, SIGN, POWER SUPPLIES, ACCESSORIES
RMCN22BD | ZELIO ANALOGUE CONVERTER | 1868900 | 1699000 | 10% | George | 3.6 IDSIG,IDMST: EASY LINE RELAYS, SIGN, POWER SUPPLIES, ACCESSORIES
RMNF22TB30 | NFC CONTROL RELAY 3-PHASES | 3460600 | 3146000 | 10% | George | 3.6 IDSIG,IDMST: EASY LINE RELAYS, SIGN, POWER SUPPLIES, ACCESSORIES
RSB2A080BDS | PCB RELAY+SOCKET 2C/O 8A 24VDC | 212300 | 193000 | 10% | George | 3.6 IDSIG,IDMST: EASY LINE RELAYS, SIGN, POWER SUPPLIES, ACCESSORIES
RSB2A080F7S | PCB RELAY+SOCKET 2C/O 8A 120VAC | 228800 | 208000 | 10% | George | 3.6 IDSIG,IDMST: EASY LINE RELAYS, SIGN, POWER SUPPLIES, ACCESSORIES
RSB2A080P7S | PCB RELAY+SOCKET 2C/O 8A 230VAC | 280500 | 255000 | 10% | George | 3.6 IDSIG,IDMST: EASY LINE RELAYS, SIGN, POWER SUPPLIES, ACCESSORIES
RSL1AB4BD | SLIM RELAY 1C/O 6A 24 VDC | 140800 | 128000 | 10% | George | 3.6 IDSIG,IDMST: EASY LINE RELAYS, SIGN, POWER SUPPLIES, ACCESSORIES
RSL1AB4ND | SLIM RELAY 1C/O 6A 60 VDC | 161700 | 147000 | 10% | George | 3.6 IDSIG,IDMST: EASY LINE RELAYS, SIGN, POWER SUPPLIES, ACCESSORIES
RSL1PRBU | SLIM RELAY SOCKET 1C O LED 24VAC DC SPRG | 501600 | 456000 | 10% | George | 3.6 IDSIG,IDMST: EASY LINE RELAYS, SIGN, POWER SUPPLIES, ACCESSORIES
RSL1PVBU | SLIM RELAY SOCKET 1C O LED 24VAC DC SCRW | 526900 | 479000 | 10% | George | 3.6 IDSIG,IDMST: EASY LINE RELAYS, SIGN, POWER SUPPLIES, ACCESSORIES
RSLZ5 | 128 BLANK LABELS FOR RSLZ SOCKET | 331100 | 301000 | 10% | George | 3.6 IDSIG,IDMST: EASY LINE RELAYS, SIGN, POWER SUPPLIES, ACCESSORIES
RSLZVA1 | SEPARATED SOCKET LED 12-24VAC/DC SCREW | 205700 | 187000 | 10% | George | 3.6 IDSIG,IDMST: EASY LINE RELAYS, SIGN, POWER SUPPLIES, ACCESSORIES
RUMC21BD | 2CO 10A Relay Cylind +LTB-LED 24VDC | 405900 | 369000 | 10% | George | 3.6 IDSIG,IDMST: EASY LINE RELAYS, SIGN, POWER SUPPLIES, ACCESSORIES
RUMC22P7 | 2CO 10A Relay Cylind +LTB+LED 230VAC | 434500 | 395000 | 10% | George | 3.6 IDSIG,IDMST: EASY LINE RELAYS, SIGN, POWER SUPPLIES, ACCESSORIES
RUMC31BD | 3CO 10A Relay Cylind +LTB-LED 24VDC | 488400 | 444000 | 10% | George | 3.6 IDSIG,IDMST: EASY LINE RELAYS, SIGN, POWER SUPPLIES, ACCESSORIES
RUMC32BD | 3CO 10A Relay Cylind +LTB+LED 24VDC | 496100 | 451000 | 10% | George | 3.6 IDSIG,IDMST: EASY LINE RELAYS, SIGN, POWER SUPPLIES, ACCESSORIES
RUMC32P7 | 3CO 10A Relay Cylind +LTB+LED 230VAC | 519200 | 472000 | 10% | George | 3.6 IDSIG,IDMST: EASY LINE RELAYS, SIGN, POWER SUPPLIES, ACCESSORIES
RUMF22BD | 2CO 10A RELAY FASTON | 638000 | 580000 | 10% | George | 3.6 IDSIG,IDMST: EASY LINE RELAYS, SIGN, POWER SUPPLIES, ACCESSORIES
RXG11B7 | 1CO 10A Relay +LTB-LED 24VAC | 226600 | 206000 | 10% | George | 3.6 IDSIG,IDMST: EASY LINE RELAYS, SIGN, POWER SUPPLIES, ACCESSORIES
RXG11BD | 1CO 10A Relay +LTB-LED 24VDC | 115500 | 105000 | 10% | George | 3.6 IDSIG,IDMST: EASY LINE RELAYS, SIGN, POWER SUPPLIES, ACCESSORIES
RXG11E7 | 1CO 10A RELAY LTB-LED 48VAC | 168300 | 153000 | 10% | George | 3.6 IDSIG,IDMST: EASY LINE RELAYS, SIGN, POWER SUPPLIES, ACCESSORIES
RXG11ED | 1CO 10A RELAY LTB-LED 48VDC | 115500 | 105000 | 10% | George | 3.6 IDSIG,IDMST: EASY LINE RELAYS, SIGN, POWER SUPPLIES, ACCESSORIES
RXG11F7 | 1CO 10A RELAY LTB-LED 120VAC | 168300 | 153000 | 10% | George | 3.6 IDSIG,IDMST: EASY LINE RELAYS, SIGN, POWER SUPPLIES, ACCESSORIES
RXG11FD | 1CO 10A RELAY LTB-LED 110VDC | 115500 | 105000 | 10% | George | 3.6 IDSIG,IDMST: EASY LINE RELAYS, SIGN, POWER SUPPLIES, ACCESSORIES
RXG11JD | 1CO 10A RELAY LTB-LED 12VDC | 115500 | 105000 | 10% | George | 3.6 IDSIG,IDMST: EASY LINE RELAYS, SIGN, POWER SUPPLIES, ACCESSORIES
RXG11M7 | 1CO 10A RELAY LTB-LED 220VAC | 168300 | 153000 | 10% | George | 3.6 IDSIG,IDMST: EASY LINE RELAYS, SIGN, POWER SUPPLIES, ACCESSORIES
RXG11ND | 1CO 10A RELAY LTB-LED 60VDC | 115500 | 105000 | 10% | George | 3.6 IDSIG,IDMST: EASY LINE RELAYS, SIGN, POWER SUPPLIES, ACCESSORIES
RXG11P7 | 1CO 10A RELAY LTB-LED 230VAC | 168300 | 153000 | 10% | George | 3.6 IDSIG,IDMST: EASY LINE RELAYS, SIGN, POWER SUPPLIES, ACCESSORIES
RXG11RD | 1CO 10A RELAY LTB-LED 6VDC | 115500 | 105000 | 10% | George | 3.6 IDSIG,IDMST: EASY LINE RELAYS, SIGN, POWER SUPPLIES, ACCESSORIES
RXG12M7 | 1CO 10A RELAY LTBLED 220VAC | 187000 | 170000 | 10% | George | 3.6 IDSIG,IDMST: EASY LINE RELAYS, SIGN, POWER SUPPLIES, ACCESSORIES
RXG13M7 | 1CO 10A RELAY-LTBLED 220VAC | 150700 | 137000 | 10% | George | 3.6 IDSIG,IDMST: EASY LINE RELAYS, SIGN, POWER SUPPLIES, ACCESSORIES
RXG15M7 | 1CO 10A Relay Clear 220VAC | 141900 | 129000 | 10% | George | 3.6 IDSIG,IDMST: EASY LINE RELAYS, SIGN, POWER SUPPLIES, ACCESSORIES
RXG21B7 | 2CO 5A Relay +LTB-LED 24VAC | 191400 | 174000 | 10% | George | 3.6 IDSIG,IDMST: EASY LINE RELAYS, SIGN, POWER SUPPLIES, ACCESSORIES
RXG21BD | 2CO 5A Relay +LTB-LED 24VDC | 137500 | 125000 | 10% | George | 3.6 IDSIG,IDMST: EASY LINE RELAYS, SIGN, POWER SUPPLIES, ACCESSORIES
RXG21E7 | 2CO 5A RELAY LTB-LED 48VAC | 257400 | 234000 | 10% | George | 3.6 IDSIG,IDMST: EASY LINE RELAYS, SIGN, POWER SUPPLIES, ACCESSORIES
RXG21ED | 2CO 5A RELAY LTB-LED 48VDC | 137500 | 125000 | 10% | George | 3.6 IDSIG,IDMST: EASY LINE RELAYS, SIGN, POWER SUPPLIES, ACCESSORIES
RXG21F7 | 2CO 5A RELAY LTB-LED 120VAC | 191400 | 174000 | 10% | George | 3.6 IDSIG,IDMST: EASY LINE RELAYS, SIGN, POWER SUPPLIES, ACCESSORIES
RXG21FD | 2CO 5A RELAY LTB-LED 110VDC | 137500 | 125000 | 10% | George | 3.6 IDSIG,IDMST: EASY LINE RELAYS, SIGN, POWER SUPPLIES, ACCESSORIES
RXG21JD | 2CO 5A RELAY LTB-LED 12VDC | 137500 | 125000 | 10% | George | 3.6 IDSIG,IDMST: EASY LINE RELAYS, SIGN, POWER SUPPLIES, ACCESSORIES
RXG21M7 | 2CO 5A RELAY LTB-LED 220VAC | 191400 | 174000 | 10% | George | 3.6 IDSIG,IDMST: EASY LINE RELAYS, SIGN, POWER SUPPLIES, ACCESSORIES
RXG21ND | 2CO 5A RELAY LTB-LED 60VDC | 137500 | 125000 | 10% | George | 3.6 IDSIG,IDMST: EASY LINE RELAYS, SIGN, POWER SUPPLIES, ACCESSORIES
RXG21P7 | 2CO 5A Relay +LTB-LED 230VAC | 191400 | 174000 | 10% | George | 3.6 IDSIG,IDMST: EASY LINE RELAYS, SIGN, POWER SUPPLIES, ACCESSORIES
RXG21RD | 2CO 5A RELAY LTB-LED 6VDC | 137500 | 125000 | 10% | George | 3.6 IDSIG,IDMST: EASY LINE RELAYS, SIGN, POWER SUPPLIES, ACCESSORIES
RXG22M7 | 2CO 5A RELAY LTBLED 220VAC | 209000 | 190000 | 10% | George | 3.6 IDSIG,IDMST: EASY LINE RELAYS, SIGN, POWER SUPPLIES, ACCESSORIES
RXG23M7 | 2CO 5A RELAY-LTBLED 220VAC | 173800 | 158000 | 10% | George | 3.6 IDSIG,IDMST: EASY LINE RELAYS, SIGN, POWER SUPPLIES, ACCESSORIES
RXG25M7 | 2CO 5A RELAY CLEAR 220VAC | 163900 | 149000 | 10% | George | 3.6 IDSIG,IDMST: EASY LINE RELAYS, SIGN, POWER SUPPLIES, ACCESSORIES
RXM2AB1MD | MINIATURE RELAY 2 CO 220 V DC | 233200 | 212000 | 10% | George | 3.6 IDSIG,IDMST: EASY LINE RELAYS, SIGN, POWER SUPPLIES, ACCESSORIES
RXM4GB1BD | MINIATURE RELAY 4C/O LOW SW 24VDC | 264000 | 240000 | 10% | George | 3.6 IDSIG,IDMST: EASY LINE RELAYS, SIGN, POWER SUPPLIES, ACCESSORIES
RXM4GB1FD | MINIATURE RELAY 4C/O LOW SW 110VDC | 264000 | 240000 | 10% | George | 3.6 IDSIG,IDMST: EASY LINE RELAYS, SIGN, POWER SUPPLIES, ACCESSORIES
RXM4GB1P7 | MINIATURE RELAY 4C/O LOW SW 230VAC | 264000 | 240000 | 10% | George | 3.6 IDSIG,IDMST: EASY LINE RELAYS, SIGN, POWER SUPPLIES, ACCESSORIES
RXM4GB2BD | MINIATURE RELAY LED 4C/O LOW SW 24VDC | 268400 | 244000 | 10% | George | 3.6 IDSIG,IDMST: EASY LINE RELAYS, SIGN, POWER SUPPLIES, ACCESSORIES
RXM4GB2E7 | MINIATURE RELAY LED 4C/O LOW SW 48VAC | 268400 | 244000 | 10% | George | 3.6 IDSIG,IDMST: EASY LINE RELAYS, SIGN, POWER SUPPLIES, ACCESSORIES
RXM4GB2F7 | MINIATURE RELAY LED 4CO LOW SW 120VAC | 268400 | 244000 | 10% | George | 3.6 IDSIG,IDMST: EASY LINE RELAYS, SIGN, POWER SUPPLIES, ACCESSORIES
RXM4GB2P7 | MINIATURE RELAY LED 4C/O LOW SW 230VAC | 268400 | 244000 | 10% | George | 3.6 IDSIG,IDMST: EASY LINE RELAYS, SIGN, POWER SUPPLIES, ACCESSORIES
SSL1D03BD | 1 PHASE SOLID STATE RELAY 24VDC 3.5A 24V | 800800 | 728000 | 10% | George | 3.6 IDSIG,IDMST: EASY LINE RELAYS, SIGN, POWER SUPPLIES, ACCESSORIES
SSL1D03JD | 1 PHASE SOLID STATE RELAY 24VDC 3.5A 12V | 916300 | 833000 | 10% | George | 3.6 IDSIG,IDMST: EASY LINE RELAYS, SIGN, POWER SUPPLIES, ACCESSORIES
SSLZVA1 | Solid State Slim Socket | 217800 | 198000 | 10% | George | 3.6 IDSIG,IDMST: EASY LINE RELAYS, SIGN, POWER SUPPLIES, ACCESSORIES
SSM1A112BD | 1 PHASE SOLID STATE RELAY 280VAC 12A 24V | 1760000 | 1600000 | 10% | George | 3.6 IDSIG,IDMST: EASY LINE RELAYS, SIGN, POWER SUPPLIES, ACCESSORIES
SSM1A112P7 | 1 PHASE SOLID STATE RELAY 280VAC 12A 230 | 2445300 | 2223000 | 10% | George | 3.6 IDSIG,IDMST: EASY LINE RELAYS, SIGN, POWER SUPPLIES, ACCESSORIES
SSM1A120BD | RELAIS STATIQUES | 2150500 | 1955000 | 10% | George | 3.6 IDSIG,IDMST: EASY LINE RELAYS, SIGN, POWER SUPPLIES, ACCESSORIES
SSM1A120M7 | Solid State Relay | 2317700 | 2107000 | 10% | George | 3.6 IDSIG,IDMST: EASY LINE RELAYS, SIGN, POWER SUPPLIES, ACCESSORIES
SSM1A130BD | SOLID STATE RELAY | 3008500 | 2735000 | 10% | George | 3.6 IDSIG,IDMST: EASY LINE RELAYS, SIGN, POWER SUPPLIES, ACCESSORIES
SSM1A130M7 | SOLID STATE RELAY | 3197700 | 2907000 | 10% | George | 3.6 IDSIG,IDMST: EASY LINE RELAYS, SIGN, POWER SUPPLIES, ACCESSORIES
SSM1A145BD | Solid State Relay | 4645300 | 4223000 | 10% | George | 3.6 IDSIG,IDMST: EASY LINE RELAYS, SIGN, POWER SUPPLIES, ACCESSORIES
SSM1A145F7 | SOLID STATE RELAY | 4833400 | 4394000 | 10% | George | 3.6 IDSIG,IDMST: EASY LINE RELAYS, SIGN, POWER SUPPLIES, ACCESSORIES
SSP1A110BDT | SOLID STATE RELAY | 1390400 | 1264000 | 10% | George | 3.6 IDSIG,IDMST: EASY LINE RELAYS, SIGN, POWER SUPPLIES, ACCESSORIES
SSP1A110M7T | SOLID STATE RELAY | 1390400 | 1264000 | 10% | George | 3.6 IDSIG,IDMST: EASY LINE RELAYS, SIGN, POWER SUPPLIES, ACCESSORIES
SSP1A125BDT | SOLID STATE RELAY | 1262800 | 1148000 | 10% | George | 3.6 IDSIG,IDMST: EASY LINE RELAYS, SIGN, POWER SUPPLIES, ACCESSORIES
SSP1A125M7T | SOLID STATE RELAY | 1767700 | 1607000 | 10% | George | 3.6 IDSIG,IDMST: EASY LINE RELAYS, SIGN, POWER SUPPLIES, ACCESSORIES
SSP1A150BDT | SOLID STATE RELAY | 2526700 | 2297000 | 10% | George | 3.6 IDSIG,IDMST: EASY LINE RELAYS, SIGN, POWER SUPPLIES, ACCESSORIES
SSP1A150M7T | SOLID STATE RELAY | 2426600 | 2206000 | 10% | George | 3.6 IDSIG,IDMST: EASY LINE RELAYS, SIGN, POWER SUPPLIES, ACCESSORIES
SSP1A4125BDT | SOLID STATE RELAY | 2919400 | 2654000 | 10% | George | 3.6 IDSIG,IDMST: EASY LINE RELAYS, SIGN, POWER SUPPLIES, ACCESSORIES
SSP1A4125M7T | SOLID STATE RELAY | 4033700 | 3667000 | 10% | George | 3.6 IDSIG,IDMST: EASY LINE RELAYS, SIGN, POWER SUPPLIES, ACCESSORIES
SSP1A475BDT | SOLID STATE RELAY | 2644400 | 2404000 | 10% | George | 3.6 IDSIG,IDMST: EASY LINE RELAYS, SIGN, POWER SUPPLIES, ACCESSORIES
SSP1A475M7T | SOLID STATE RELAY | 4043600 | 3676000 | 10% | George | 3.6 IDSIG,IDMST: EASY LINE RELAYS, SIGN, POWER SUPPLIES, ACCESSORIES
SSP1A490BDT | SOLID STATE RELAY | 2876500 | 2615000 | 10% | George | 3.6 IDSIG,IDMST: EASY LINE RELAYS, SIGN, POWER SUPPLIES, ACCESSORIES
SSP1A490M7T | SOLID STATE RELAY | 4503400 | 4094000 | 10% | George | 3.6 IDSIG,IDMST: EASY LINE RELAYS, SIGN, POWER SUPPLIES, ACCESSORIES
SSP1D412BDT | SOLID STATE RELAY | 2526700 | 2297000 | 10% | George | 3.6 IDSIG,IDMST: EASY LINE RELAYS, SIGN, POWER SUPPLIES, ACCESSORIES
SSP1D425BDT | SOLID STATE RELAY | 2989800 | 2718000 | 10% | George | 3.6 IDSIG,IDMST: EASY LINE RELAYS, SIGN, POWER SUPPLIES, ACCESSORIES
SSP1D440BDT | SOLID STATE RELAY | 3284600 | 2986000 | 10% | George | 3.6 IDSIG,IDMST: EASY LINE RELAYS, SIGN, POWER SUPPLIES, ACCESSORIES
SSP3A225P7R | 3 PHASE SOLID STATE RELAY 530VAC 25A 230 | 8105900 | 7369000 | 10% | George | 3.6 IDSIG,IDMST: EASY LINE RELAYS, SIGN, POWER SUPPLIES, ACCESSORIES
SSP3A250BD | 3 PHASE SOLID STATE RELAY 530VAC 50A 24V | 10219000 | 9290000 | 10% | George | 3.6 IDSIG,IDMST: EASY LINE RELAYS, SIGN, POWER SUPPLIES, ACCESSORIES
SSRHP07 | HEATSINK | 860200 | 782000 | 10% | George | 3.6 IDSIG,IDMST: EASY LINE RELAYS, SIGN, POWER SUPPLIES, ACCESSORIES
TM100C16RN | Contr. M100-N 16I/O 220VAC,Relay outputs | 3537600 | 3216000 | 10% | George | 5.5 IDMST, IDHMI : EASYLINE HUMAN MACHINE INTFC (HMIGXU, Easy IPC), EASYLINE CONTROLLERS
TM100C24RN | Contr. M100-N 24I/O 220VAC,Relay outputs | 4243800 | 3858000 | 10% | George | 5.5 IDMST, IDHMI : EASYLINE HUMAN MACHINE INTFC (HMIGXU, Easy IPC), EASYLINE CONTROLLERS
TM100C32RN | CONTR. M100-N 40I/O 220VAC,RELAY OUTPUTS | 4879600 | 4436000 | 10% | George | 5.5 IDMST, IDHMI : EASYLINE HUMAN MACHINE INTFC (HMIGXU, Easy IPC), EASYLINE CONTROLLERS
TM100C40RN | CONTR. M100-N 32I/O 220VAC,RELAY OUTPUT | 5659500 | 5145000 | 10% | George | 5.5 IDMST, IDHMI : EASYLINE HUMAN MACHINE INTFC (HMIGXU, Easy IPC), EASYLINE CONTROLLERS
TM200C16R | CONTR. M200 16I O 220VAC RELAY | 5117200 | 4652000 | 10% | George | 5.5 IDMST, IDHMI : EASYLINE HUMAN MACHINE INTFC (HMIGXU, Easy IPC), EASYLINE CONTROLLERS
TM200C16T | CONTR. M200 16I O 24VDC TR.SOURCE | 5491200 | 4992000 | 10% | George | 5.5 IDMST, IDHMI : EASYLINE HUMAN MACHINE INTFC (HMIGXU, Easy IPC), EASYLINE CONTROLLERS
TM200C16U | CONTR. M200 16I O 24VDC TR.SINK | 5365800 | 4878000 | 10% | George | 5.5 IDMST, IDHMI : EASYLINE HUMAN MACHINE INTFC (HMIGXU, Easy IPC), EASYLINE CONTROLLERS
TM200C24R | CONTR. M200 24I O 220VAC RELAY | 5866300 | 5333000 | 10% | George | 5.5 IDMST, IDHMI : EASYLINE HUMAN MACHINE INTFC (HMIGXU, Easy IPC), EASYLINE CONTROLLERS
TM200C24T | CONTR. M200 24I O 24VDC TR.SOURCE | 6240300 | 5673000 | 10% | George | 5.5 IDMST, IDHMI : EASYLINE HUMAN MACHINE INTFC (HMIGXU, Easy IPC), EASYLINE CONTROLLERS
TM200C24U | CONTR. M200 24I O 24VDC TR.SINK | 6114900 | 5559000 | 10% | George | 5.5 IDMST, IDHMI : EASYLINE HUMAN MACHINE INTFC (HMIGXU, Easy IPC), EASYLINE CONTROLLERS
TM200C32R | Contr. M200 32I/O 220VAC,Relay outputs | 6977300 | 6343000 | 10% | George | 5.5 IDMST, IDHMI : EASYLINE HUMAN MACHINE INTFC (HMIGXU, Easy IPC), EASYLINE CONTROLLERS
TM200C40R | CONTR. M200 40I O 220VAC RELAY | 7661500 | 6965000 | 10% | George | 5.5 IDMST, IDHMI : EASYLINE HUMAN MACHINE INTFC (HMIGXU, Easy IPC), EASYLINE CONTROLLERS
TM200C40T | CONTR. M200 40I O 24VDC TR.SOURCE | 8070700 | 7337000 | 10% | George | 5.5 IDMST, IDHMI : EASYLINE HUMAN MACHINE INTFC (HMIGXU, Easy IPC), EASYLINE CONTROLLERS
TM200C40U | CONTR. M200 40I O 24VDC TR.SINK | 7934300 | 7213000 | 10% | George | 5.5 IDMST, IDHMI : EASYLINE HUMAN MACHINE INTFC (HMIGXU, Easy IPC), EASYLINE CONTROLLERS
TM200C60R | CONTR. M200 60I O 220VAC RELAY | 9301600 | 8456000 | 10% | George | 5.5 IDMST, IDHMI : EASYLINE HUMAN MACHINE INTFC (HMIGXU, Easy IPC), EASYLINE CONTROLLERS
TM200CE24R | CONTR. M200 24I O 220VAC RELAY ETH | 6490000 | 5900000 | 10% | George | 5.5 IDMST, IDHMI : EASYLINE HUMAN MACHINE INTFC (HMIGXU, Easy IPC), EASYLINE CONTROLLERS
TM200CE24T | CONTR. M200 24I O 24VDC TR.SOURCE ETH | 7129100 | 6481000 | 10% | George | 5.5 IDMST, IDHMI : EASYLINE HUMAN MACHINE INTFC (HMIGXU, Easy IPC), EASYLINE CONTROLLERS
TM200CE24U | CONTR. M200 24I O 24VDC TR.SINK ETH | 7123600 | 6476000 | 10% | George | 5.5 IDMST, IDHMI : EASYLINE HUMAN MACHINE INTFC (HMIGXU, Easy IPC), EASYLINE CONTROLLERS
TM200CE32R | Contr. M200 32I/O 220VAC,Relay+Eth | 7386500 | 6715000 | 10% | George | 5.5 IDMST, IDHMI : EASYLINE HUMAN MACHINE INTFC (HMIGXU, Easy IPC), EASYLINE CONTROLLERS
TM200CE40R | CONTR. M200 40I O 220VAC RELAY ETH | 8070700 | 7337000 | 10% | George | 5.5 IDMST, IDHMI : EASYLINE HUMAN MACHINE INTFC (HMIGXU, Easy IPC), EASYLINE CONTROLLERS
TM200CE40T | CONTR. M200 40I O 24VDC TR.SOURCE ETH | 8482100 | 7711000 | 10% | George | 5.5 IDMST, IDHMI : EASYLINE HUMAN MACHINE INTFC (HMIGXU, Easy IPC), EASYLINE CONTROLLERS
TM200CE40U | CONTR. M200 40I O 24VDC TR.SINK ETH | 8344600 | 7586000 | 10% | George | 5.5 IDMST, IDHMI : EASYLINE HUMAN MACHINE INTFC (HMIGXU, Easy IPC), EASYLINE CONTROLLERS
XA2EA11 | PB,FLUSH,WHITE,1NO | 51700 | 47000 | 10% | George | 3.6 IDSIG,IDMST: EASY LINE RELAYS, SIGN, POWER SUPPLIES, ACCESSORIES
XA2EA21 | PB,FLUSH,BLACK,1NO | 51700 | 47000 | 10% | George | 3.6 IDSIG,IDMST: EASY LINE RELAYS, SIGN, POWER SUPPLIES, ACCESSORIES
XA2EA31 | PB,FLUSH,GREEN,1NO | 51700 | 47000 | 10% | George | 3.6 IDSIG,IDMST: EASY LINE RELAYS, SIGN, POWER SUPPLIES, ACCESSORIES
XA2EA3311 | PB,MARKED FLUSH,1NO | 59400 | 54000 | 10% | George | 3.6 IDSIG,IDMST: EASY LINE RELAYS, SIGN, POWER SUPPLIES, ACCESSORIES
XA2EA3341 | PB,MARKED FLUSH,1NO | 59400 | 54000 | 10% | George | 3.6 IDSIG,IDMST: EASY LINE RELAYS, SIGN, POWER SUPPLIES, ACCESSORIES
XA2EA3351 | PB,MARKED FLUSH,1NO | 59400 | 54000 | 10% | George | 3.6 IDSIG,IDMST: EASY LINE RELAYS, SIGN, POWER SUPPLIES, ACCESSORIES
XA2EA42 | PB,FLUSH,RED1NC | 51700 | 47000 | 10% | George | 3.6 IDSIG,IDMST: EASY LINE RELAYS, SIGN, POWER SUPPLIES, ACCESSORIES
XA2EA4322 | PB,MARKED FLUSH,1NC | 59400 | 54000 | 10% | George | 3.6 IDSIG,IDMST: EASY LINE RELAYS, SIGN, POWER SUPPLIES, ACCESSORIES
XA2EA4342 | PB,MARKED FLUSH,1NC | 59400 | 54000 | 10% | George | 3.6 IDSIG,IDMST: EASY LINE RELAYS, SIGN, POWER SUPPLIES, ACCESSORIES
XA2EA51 | PB,FLUSH,YELLOW,1NO | 51700 | 47000 | 10% | George | 3.6 IDSIG,IDMST: EASY LINE RELAYS, SIGN, POWER SUPPLIES, ACCESSORIES
XA2EA61 | PB,FLUSH,BLUE,1NO | 51700 | 47000 | 10% | George | 3.6 IDSIG,IDMST: EASY LINE RELAYS, SIGN, POWER SUPPLIES, ACCESSORIES
XA2EC21 | PB,MUSHROOM,DIA40,BLACK,1NO | 64900 | 59000 | 10% | George | 3.6 IDSIG,IDMST: EASY LINE RELAYS, SIGN, POWER SUPPLIES, ACCESSORIES
XA2EC31 | PB,MUSHROOM,DIA40,GREEN,1NO | 64900 | 59000 | 10% | George | 3.6 IDSIG,IDMST: EASY LINE RELAYS, SIGN, POWER SUPPLIES, ACCESSORIES
XA2EC42 | PB,MUSHROOM,DIA40,RED,1NC | 64900 | 59000 | 10% | George | 3.6 IDSIG,IDMST: EASY LINE RELAYS, SIGN, POWER SUPPLIES, ACCESSORIES
XA2EC51 | PB,MUSHROOM,DIA40,YELLOW,1NO | 64900 | 59000 | 10% | George | 3.6 IDSIG,IDMST: EASY LINE RELAYS, SIGN, POWER SUPPLIES, ACCESSORIES
XA2ED21 | SS,2 POSITION,1NO(SHORT) | 67100 | 61000 | 10% | George | 3.6 IDSIG,IDMST: EASY LINE RELAYS, SIGN, POWER SUPPLIES, ACCESSORIES
XA2ED25 | SS,2 POSITION,1NO+1NC(SHORT) | 97900 | 89000 | 10% | George | 3.6 IDSIG,IDMST: EASY LINE RELAYS, SIGN, POWER SUPPLIES, ACCESSORIES
XA2ED33 | SS,3 POSITION,2NO(SHORT) | 97900 | 89000 | 10% | George | 3.6 IDSIG,IDMST: EASY LINE RELAYS, SIGN, POWER SUPPLIES, ACCESSORIES
XA2ED41 | SS,2 POSITION,1NO,SPRING RETURN(SHORT) | 84700 | 77000 | 10% | George | 3.6 IDSIG,IDMST: EASY LINE RELAYS, SIGN, POWER SUPPLIES, ACCESSORIES
XA2ED53 | SS,3 POSITION,2NO,SPRING RETURN(SHORT) | 97900 | 89000 | 10% | George | 3.6 IDSIG,IDMST: EASY LINE RELAYS, SIGN, POWER SUPPLIES, ACCESSORIES
XA2EG03 | KSS,3 POSITION,3 SIDES PULL OUT,2NO | 235400 | 214000 | 10% | George | 3.6 IDSIG,IDMST: EASY LINE RELAYS, SIGN, POWER SUPPLIES, ACCESSORIES
XA2EG21 | KSS,2 POSITION,1NO,LEFT PULL OUT | 200200 | 182000 | 10% | George | 3.6 IDSIG,IDMST: EASY LINE RELAYS, SIGN, POWER SUPPLIES, ACCESSORIES
XA2EG33 | KSS,3 POSITION,MIDDLE PULL OUT,2NO | 235400 | 214000 | 10% | George | 3.6 IDSIG,IDMST: EASY LINE RELAYS, SIGN, POWER SUPPLIES, ACCESSORIES
XA2EG43 | KSS,2 POSITION,2 SIDE PULL OUT,2NO | 235400 | 214000 | 10% | George | 3.6 IDSIG,IDMST: EASY LINE RELAYS, SIGN, POWER SUPPLIES, ACCESSORIES
XA2EG63 | KSS,2 POSITION,LEFT PULL OUT,2NO | 235400 | 214000 | 10% | George | 3.6 IDSIG,IDMST: EASY LINE RELAYS, SIGN, POWER SUPPLIES, ACCESSORIES
XA2EG73 | KSS,3 POSITION,2 SIDE SPRING RETURN,2NO | 235400 | 214000 | 10% | George | 3.6 IDSIG,IDMST: EASY LINE RELAYS, SIGN, POWER SUPPLIES, ACCESSORIES
XA2EH011 | PB,PUSH-PUSH,FLUSH,WHITE,1NO | 88000 | 80000 | 10% | George | 3.6 IDSIG,IDMST: EASY LINE RELAYS, SIGN, POWER SUPPLIES, ACCESSORIES
XA2EH021 | PB,PUSH-PUSH,FLUSH,BLACK,1NO | 88000 | 80000 | 10% | George | 3.6 IDSIG,IDMST: EASY LINE RELAYS, SIGN, POWER SUPPLIES, ACCESSORIES
XA2EH031 | PB,PUSH-PUSH,FLUSH,GREEN,1NO | 88000 | 80000 | 10% | George | 3.6 IDSIG,IDMST: EASY LINE RELAYS, SIGN, POWER SUPPLIES, ACCESSORIES
XA2EH042 | PB,PUSH-PUSH,FLUSH,RED,1NC | 88000 | 80000 | 10% | George | 3.6 IDSIG,IDMST: EASY LINE RELAYS, SIGN, POWER SUPPLIES, ACCESSORIES
XA2EH051 | PB,PUSH-PUSH,FLUSH,YELLOW,1NO | 88000 | 80000 | 10% | George | 3.6 IDSIG,IDMST: EASY LINE RELAYS, SIGN, POWER SUPPLIES, ACCESSORIES
XA2EH061 | PB,PUSH-PUSH,FLUSH,BLUE,1NO | 88000 | 80000 | 10% | George | 3.6 IDSIG,IDMST: EASY LINE RELAYS, SIGN, POWER SUPPLIES, ACCESSORIES
XA2EJ21 | SS,2 POSITION,1NO(LONG) | 84700 | 77000 | 10% | George | 3.6 IDSIG,IDMST: EASY LINE RELAYS, SIGN, POWER SUPPLIES, ACCESSORIES
XA2EJ25 | SS,2 POSITION,1NO+1NC(LONG) | 112200 | 102000 | 10% | George | 3.6 IDSIG,IDMST: EASY LINE RELAYS, SIGN, POWER SUPPLIES, ACCESSORIES
XA2EJ33 | SS,3 POSITION,2NO(LONG) | 112200 | 102000 | 10% | George | 3.6 IDSIG,IDMST: EASY LINE RELAYS, SIGN, POWER SUPPLIES, ACCESSORIES
XA2EJ53 | SS,3 POSITION,2NO,SPRING RETURN(LONG) | 112200 | 102000 | 10% | George | 3.6 IDSIG,IDMST: EASY LINE RELAYS, SIGN, POWER SUPPLIES, ACCESSORIES
XA2ER21 | PB,MUSHROOM,DIA60,BLACK,1NO | 64900 | 59000 | 10% | George | 3.6 IDSIG,IDMST: EASY LINE RELAYS, SIGN, POWER SUPPLIES, ACCESSORIES
XA2ES422 | ES,TURN TO RELEASE,DIA30,BLACK,1NC | 104500 | 95000 | 10% | George | 3.6 IDSIG,IDMST: EASY LINE RELAYS, SIGN, POWER SUPPLIES, ACCESSORIES
XA2ES442 | ES,TURN TO RELEASE,DIA30,RED,1NC | 104500 | 95000 | 10% | George | 3.6 IDSIG,IDMST: EASY LINE RELAYS, SIGN, POWER SUPPLIES, ACCESSORIES
XA2ES542 | ES,TURN TO RELEASE,DIA40,RED,1NC | 83600 | 76000 | 10% | George | 3.6 IDSIG,IDMST: EASY LINE RELAYS, SIGN, POWER SUPPLIES, ACCESSORIES
XA2ES642 | ES,TURN TO RELEASE,DIA60,RED,1NC | 104500 | 95000 | 10% | George | 3.6 IDSIG,IDMST: EASY LINE RELAYS, SIGN, POWER SUPPLIES, ACCESSORIES
XA2ET42 | ES,PUSH PULL,DIA40,1NC | 204600 | 186000 | 10% | George | 3.6 IDSIG,IDMST: EASY LINE RELAYS, SIGN, POWER SUPPLIES, ACCESSORIES
XA2EVB1LC | MEDIUM XA2 PILOT LIGHT, 24V AC/DC, WHITE | 60500 | 55000 | 10% | George | 3.6 IDSIG,IDMST: EASY LINE RELAYS, SIGN, POWER SUPPLIES, ACCESSORIES
XA2EVB3LC | MEDIUM XA2 PILOT LIGHT, 24V AC/DC, GREEN | 60500 | 55000 | 10% | George | 3.6 IDSIG,IDMST: EASY LINE RELAYS, SIGN, POWER SUPPLIES, ACCESSORIES
XA2EVB4LC | MEDIUM XA2 PILOT LIGHT, 24V AC/DC, RED | 60500 | 55000 | 10% | George | 3.6 IDSIG,IDMST: EASY LINE RELAYS, SIGN, POWER SUPPLIES, ACCESSORIES
XA2EVB5LC | Medium XA2 Pilot Light 24V AC/DCAmber | 60500 | 55000 | 10% | George | 3.6 IDSIG,IDMST: EASY LINE RELAYS, SIGN, POWER SUPPLIES, ACCESSORIES
XA2EVB6LC | MEDIUM XA2 PILOT LIGHT, 24V AC/DC, BLUE | 60500 | 55000 | 10% | George | 3.6 IDSIG,IDMST: EASY LINE RELAYS, SIGN, POWER SUPPLIES, ACCESSORIES
XA2EVB8LC | Dia 22, pilot light, 24V AC/DC, yellow | 60500 | 55000 | 10% | George | 3.6 IDSIG,IDMST: EASY LINE RELAYS, SIGN, POWER SUPPLIES, ACCESSORIES
XA2EVF1LC | MEDIUM XA2 PILOT LIGHT,110V AC, WHITE | 66000 | 60000 | 10% | George | 3.6 IDSIG,IDMST: EASY LINE RELAYS, SIGN, POWER SUPPLIES, ACCESSORIES
XA2EVF3LC | MEDIUM XA2 PILOT LIGHT,110V AC,GREEN | 66000 | 60000 | 10% | George | 3.6 IDSIG,IDMST: EASY LINE RELAYS, SIGN, POWER SUPPLIES, ACCESSORIES
XA2EVF4LC | MEDIUM XA2 PILOT LIGHT,110V AC,RED | 66000 | 60000 | 10% | George | 3.6 IDSIG,IDMST: EASY LINE RELAYS, SIGN, POWER SUPPLIES, ACCESSORIES
XA2EVF5LC | Medium XA2 Pilot Light110V ACAmber | 66000 | 60000 | 10% | George | 3.6 IDSIG,IDMST: EASY LINE RELAYS, SIGN, POWER SUPPLIES, ACCESSORIES
XA2EVF6LC | MEDIUM XA2 PILOT LIGHT,110V AC,BLUE | 66000 | 60000 | 10% | George | 3.6 IDSIG,IDMST: EASY LINE RELAYS, SIGN, POWER SUPPLIES, ACCESSORIES
XA2EVF8LC | Dia 22, pilot light, 110V AC, yellow | 66000 | 60000 | 10% | George | 3.6 IDSIG,IDMST: EASY LINE RELAYS, SIGN, POWER SUPPLIES, ACCESSORIES
XA2EVFD1LC | MEDIUM XA2 PILOT LIGHT,110V DC, WHITE | 66000 | 60000 | 10% | George | 3.6 IDSIG,IDMST: EASY LINE RELAYS, SIGN, POWER SUPPLIES, ACCESSORIES
XA2EVFD3LC | MEDIUM XA2 PILOT LIGHT,110V DC,GREEN | 66000 | 60000 | 10% | George | 3.6 IDSIG,IDMST: EASY LINE RELAYS, SIGN, POWER SUPPLIES, ACCESSORIES
XA2EVFD4LC | MEDIUM XA2 PILOT LIGHT,110V DC,RED | 66000 | 60000 | 10% | George | 3.6 IDSIG,IDMST: EASY LINE RELAYS, SIGN, POWER SUPPLIES, ACCESSORIES
XA2EVFD5LC | Medium XA2 Pilot Light110V DCAmber | 66000 | 60000 | 10% | George | 3.6 IDSIG,IDMST: EASY LINE RELAYS, SIGN, POWER SUPPLIES, ACCESSORIES
XA2EVFD6LC | MEDIUM XA2 PILOT LIGHT,110V DC,BLUE | 66000 | 60000 | 10% | George | 3.6 IDSIG,IDMST: EASY LINE RELAYS, SIGN, POWER SUPPLIES, ACCESSORIES
XA2EVFD8LC | Dia 22, pilot light, 110V DC, yellow | 66000 | 60000 | 10% | George | 3.6 IDSIG,IDMST: EASY LINE RELAYS, SIGN, POWER SUPPLIES, ACCESSORIES
XA2EVM1LC | MEDIUM XA2 PILOT LIGHT,220V AC,WHITE | 55000 | 50000 | 10% | George | 3.6 IDSIG,IDMST: EASY LINE RELAYS, SIGN, POWER SUPPLIES, ACCESSORIES
XA2EVM3LC | MEDIUM XA2 PILOT LIGHT,220V AC,GREEN | 55000 | 50000 | 10% | George | 3.6 IDSIG,IDMST: EASY LINE RELAYS, SIGN, POWER SUPPLIES, ACCESSORIES
XA2EVM4LC | MEDIUM XA2 PILOT LIGHT,220V AC,RED | 55000 | 50000 | 10% | George | 3.6 IDSIG,IDMST: EASY LINE RELAYS, SIGN, POWER SUPPLIES, ACCESSORIES
XA2EVM5LC | Medium XA2 Pilot Light220V ACAmber | 55000 | 50000 | 10% | George | 3.6 IDSIG,IDMST: EASY LINE RELAYS, SIGN, POWER SUPPLIES, ACCESSORIES
XA2EVM6LC | MEDIUM XA2 PILOT LIGHT,220V AC, BLUE | 55000 | 50000 | 10% | George | 3.6 IDSIG,IDMST: EASY LINE RELAYS, SIGN, POWER SUPPLIES, ACCESSORIES
XA2EVM8LC | Dia 22, pilot light, 220V AC, yellow | 55000 | 50000 | 10% | George | 3.6 IDSIG,IDMST: EASY LINE RELAYS, SIGN, POWER SUPPLIES, ACCESSORIES
XA2EVMD1LC | MEDIUM XA2 PILOT LIGHT,220V DC,WHITE | 66000 | 60000 | 10% | George | 3.6 IDSIG,IDMST: EASY LINE RELAYS, SIGN, POWER SUPPLIES, ACCESSORIES
XA2EVMD3LC | MEDIUM XA2 PILOT LIGHT,220V DC,GREEN | 66000 | 60000 | 10% | George | 3.6 IDSIG,IDMST: EASY LINE RELAYS, SIGN, POWER SUPPLIES, ACCESSORIES
XA2EVMD4LC | MEDIUM XA2 PILOT LIGHT,220V DC,RED | 66000 | 60000 | 10% | George | 3.6 IDSIG,IDMST: EASY LINE RELAYS, SIGN, POWER SUPPLIES, ACCESSORIES
XA2EVMD5LC | Medium XA2 Pilot Light220V DCAmber | 66000 | 60000 | 10% | George | 3.6 IDSIG,IDMST: EASY LINE RELAYS, SIGN, POWER SUPPLIES, ACCESSORIES
XA2EVMD6LC | MEDIUM XA2 PILOT LIGHT,220V DC, BLUE | 66000 | 60000 | 10% | George | 3.6 IDSIG,IDMST: EASY LINE RELAYS, SIGN, POWER SUPPLIES, ACCESSORIES
XA2EVMD8LC | Dia 22, pilot light, 220V DC, yellow | 66000 | 60000 | 10% | George | 3.6 IDSIG,IDMST: EASY LINE RELAYS, SIGN, POWER SUPPLIES, ACCESSORIES
XA2EVQ1LC | MEDIUM XA2 PILOT LIGHT,<380V AC,WHITE | 68200 | 62000 | 10% | George | 3.6 IDSIG,IDMST: EASY LINE RELAYS, SIGN, POWER SUPPLIES, ACCESSORIES
XA2EVQ3LC | Medium XA2 Pilot Light,<380v AC,Green | 68200 | 62000 | 10% | George | 3.6 IDSIG,IDMST: EASY LINE RELAYS, SIGN, POWER SUPPLIES, ACCESSORIES
XA2EVQ4LC | Medium XA2 Pilot Light,<380v AC,Red | 68200 | 62000 | 10% | George | 3.6 IDSIG,IDMST: EASY LINE RELAYS, SIGN, POWER SUPPLIES, ACCESSORIES
XA2EVQ5LC | Medium XA2 Pilot Light<380V ACAmber | 68200 | 62000 | 10% | George | 3.6 IDSIG,IDMST: EASY LINE RELAYS, SIGN, POWER SUPPLIES, ACCESSORIES
XA2EVQ6LC | Medium XA2 Pilot Light,<380v AC, Blue | 68200 | 62000 | 10% | George | 3.6 IDSIG,IDMST: EASY LINE RELAYS, SIGN, POWER SUPPLIES, ACCESSORIES
XA2EVQ8LC | Dia 22, pilot light, <380V AC, yellow | 68200 | 62000 | 10% | George | 3.6 IDSIG,IDMST: EASY LINE RELAYS, SIGN, POWER SUPPLIES, ACCESSORIES
XA2EW31B1 | IPB,24VAC/DC.WHITE,1NO | 128700 | 117000 | 10% | George | 3.6 IDSIG,IDMST: EASY LINE RELAYS, SIGN, POWER SUPPLIES, ACCESSORIES
XA2EW31M1 | IPB,220VAC.WHITE,1NO | 128700 | 117000 | 10% | George | 3.6 IDSIG,IDMST: EASY LINE RELAYS, SIGN, POWER SUPPLIES, ACCESSORIES
XA2EW31Q1 | IPB,380VAC.WHITE,1NO | 128700 | 117000 | 10% | George | 3.6 IDSIG,IDMST: EASY LINE RELAYS, SIGN, POWER SUPPLIES, ACCESSORIES
XA2EW33B1 | IPB,24VAC/DC.GREEN,1NO | 128700 | 117000 | 10% | George | 3.6 IDSIG,IDMST: EASY LINE RELAYS, SIGN, POWER SUPPLIES, ACCESSORIES
XA2EW33M1 | IPB,220VACGREEN,1NO | 128700 | 117000 | 10% | George | 3.6 IDSIG,IDMST: EASY LINE RELAYS, SIGN, POWER SUPPLIES, ACCESSORIES
XA2EW33Q1 | IPB,380VACGREEN,1NO | 128700 | 117000 | 10% | George | 3.6 IDSIG,IDMST: EASY LINE RELAYS, SIGN, POWER SUPPLIES, ACCESSORIES
XA2EW34B1 | IPB,24VAC/DC.RED,1NO | 128700 | 117000 | 10% | George | 3.6 IDSIG,IDMST: EASY LINE RELAYS, SIGN, POWER SUPPLIES, ACCESSORIES
XA2EW34B2 | FLUSH, IPB,24V AC/DC. RED ,1NC | 128700 | 117000 | 10% | George | 3.6 IDSIG,IDMST: EASY LINE RELAYS, SIGN, POWER SUPPLIES, ACCESSORIES
XA2EW34M1 | IPB,220VAC.RED,1NO | 128700 | 117000 | 10% | George | 3.6 IDSIG,IDMST: EASY LINE RELAYS, SIGN, POWER SUPPLIES, ACCESSORIES
XA2EW34M2 | FLUSH, IPB,220 V AC. RED ,1NC | 128700 | 117000 | 10% | George | 3.6 IDSIG,IDMST: EASY LINE RELAYS, SIGN, POWER SUPPLIES, ACCESSORIES
XA2EW34Q1 | IPB,380VAC.RED,1NO | 128700 | 117000 | 10% | George | 3.6 IDSIG,IDMST: EASY LINE RELAYS, SIGN, POWER SUPPLIES, ACCESSORIES
XA2EW34Q2 | FLUSH, IPB,380 V AC. RED ,1NC | 128700 | 117000 | 10% | George | 3.6 IDSIG,IDMST: EASY LINE RELAYS, SIGN, POWER SUPPLIES, ACCESSORIES
XA2EW35B1 | IPB,24VAC/DC.YELLOW,1NO | 128700 | 117000 | 10% | George | 3.6 IDSIG,IDMST: EASY LINE RELAYS, SIGN, POWER SUPPLIES, ACCESSORIES
XA2EW35M1 | IPB,220VAC.YELLOW,1NO | 128700 | 117000 | 10% | George | 3.6 IDSIG,IDMST: EASY LINE RELAYS, SIGN, POWER SUPPLIES, ACCESSORIES
XA2EW35Q1 | IPB,380VAC.YELLOW,1NO | 128700 | 117000 | 10% | George | 3.6 IDSIG,IDMST: EASY LINE RELAYS, SIGN, POWER SUPPLIES, ACCESSORIES
XA2EW36B1 | IPB,24VAC/DC.BLUE,1NO | 128700 | 117000 | 10% | George | 3.6 IDSIG,IDMST: EASY LINE RELAYS, SIGN, POWER SUPPLIES, ACCESSORIES
XA2EW36M1 | IPB,220VAC.BLUE,1NO | 128700 | 117000 | 10% | George | 3.6 IDSIG,IDMST: EASY LINE RELAYS, SIGN, POWER SUPPLIES, ACCESSORIES
XA2EW36Q1 | IPB,380VAC.BLUE,1NO | 167200 | 152000 | 10%
XACA009 | PADLOCK ATTACHMENT | 94600 | 86000 | 10% | George | 3.6 IDSIG,IDMST: EASY LINE RELAYS, SIGN, POWER SUPPLIES, ACCESSORIES
XACA03 | EMPTY PENDANT CONTROL STATION XACA 3 VER | 1051600 | 956000 | 10% | George | 3.6 IDSIG,IDMST: EASY LINE RELAYS, SIGN, POWER SUPPLIES, ACCESSORIES
XACA04 | EMPTY PENDANT CONTROL STATION XACA 4 VER | 1441000 | 1310000 | 10% | George | 3.6 IDSIG,IDMST: EASY LINE RELAYS, SIGN, POWER SUPPLIES, ACCESSORIES
XACA05 | PUSHBUTTON STATION | 1139600 | 1036000 | 10% | George | 3.6 IDSIG,IDMST: EASY LINE RELAYS, SIGN, POWER SUPPLIES, ACCESSORIES
XACA06 | EMPTY PENDANT CONTROL STATION XACA 6 VER | 1357400 | 1234000 | 10% | George | 3.6 IDSIG,IDMST: EASY LINE RELAYS, SIGN, POWER SUPPLIES, ACCESSORIES
XACA08 | PUSHBUTTON STATION | 1537800 | 1398000 | 10% | George | 3.6 IDSIG,IDMST: EASY LINE RELAYS, SIGN, POWER SUPPLIES, ACCESSORIES
XACA08S1323 | PUSHBUTTON STATION | 7227000 | 6570000 | 10% | George | 3.6 IDSIG,IDMST: EASY LINE RELAYS, SIGN, POWER SUPPLIES, ACCESSORIES
XACA12 | EMPTY PENDANT CONTROL STATION XACA 12 OP | 2031700 | 1847000 | 10% | George | 3.6 IDSIG,IDMST: EASY LINE RELAYS, SIGN, POWER SUPPLIES, ACCESSORIES
XACA2713 | PENDANT STATION XACA 2 PUSH BUT TO NS 1 | 2539900 | 2309000 | 10% | George | 3.6 IDSIG,IDMST: EASY LINE RELAYS, SIGN, POWER SUPPLIES, ACCESSORIES
XACA27131 | PENDANT STATION XACA 2 PUSH BUT TO NS 1 | 3864300 | 3513000 | 10% | George | 3.6 IDSIG,IDMST: EASY LINE RELAYS, SIGN, POWER SUPPLIES, ACCESSORIES
XACA291 | PENDANT STATION XACA 2 PUSH BUT TO NS | 1643400 | 1494000 | 10% | George | 3.6 IDSIG,IDMST: EASY LINE RELAYS, SIGN, POWER SUPPLIES, ACCESSORIES
XACA2913 | PENDANT STATION XACA 2 PUSH BUT TO NS 1 | 2682900 | 2439000 | 10% | George | 3.6 IDSIG,IDMST: EASY LINE RELAYS, SIGN, POWER SUPPLIES, ACCESSORIES
XACA2914 | PENDANT STATION XACA 2 PUSH BUT TO NS 1 | 3175700 | 2887000 | 10% | George | 3.6 IDSIG,IDMST: EASY LINE RELAYS, SIGN, POWER SUPPLIES, ACCESSORIES
XACA4713 | PENDANT STATION XACA 4 PUSH BUT TO NS 1 | 3104200 | 2822000 | 10% | George | 3.6 IDSIG,IDMST: EASY LINE RELAYS, SIGN, POWER SUPPLIES, ACCESSORIES
XACA47131 | PENDANT STATION XACA 4 PUSH BUT TO NS 1 | 4430800 | 4028000 | 10% | George | 3.6 IDSIG,IDMST: EASY LINE RELAYS, SIGN, POWER SUPPLIES, ACCESSORIES
XACA4923 | PENDANT STATION XACA 4 PUSH BUT TO NS 1 | 4359300 | 3963000 | 10% | George | 3.6 IDSIG,IDMST: EASY LINE RELAYS, SIGN, POWER SUPPLIES, ACCESSORIES
XACA6713 | PENDANT STATION XACA 6 PUSH BUT TO NS 1 | 3928100 | 3571000 | 10% | George | 3.6 IDSIG,IDMST: EASY LINE RELAYS, SIGN, POWER SUPPLIES, ACCESSORIES
XACA6813 | PUSHBUTTON STATION | 4499000 | 4090000 | 10% | George | 3.6 IDSIG,IDMST: EASY LINE RELAYS, SIGN, POWER SUPPLIES, ACCESSORIES
XACA6913 | PENDANT STATIO.6PB 2SP ES | 4679400 | 4254000 | 10% | George | 3.6 IDSIG,IDMST: EASY LINE RELAYS, SIGN, POWER SUPPLIES, ACCESSORIES
XACA871 | PENDANT STATION XACA 8 PUSH BUT TO NS | 3290100 | 2991000 | 10% | George | 3.6 IDSIG,IDMST: EASY LINE RELAYS, SIGN, POWER SUPPLIES, ACCESSORIES
XACA9411 | ROUND HEAD FOR PUSHBUT TO N SPRING RETUR | 64900 | 59000 | 10% | George | 3.6 IDSIG,IDMST: EASY LINE RELAYS, SIGN, POWER SUPPLIES, ACCESSORIES
XACA9412 | ROUND HEAD FOR PUSHBUT TO N SPRING RETUR | 64900 | 59000 | 10% | George | 3.6 IDSIG,IDMST: EASY LINE RELAYS, SIGN, POWER SUPPLIES, ACCESSORIES
XACA9413 | ROUND HEAD FOR PUSHBUT TO N SPRING RETUR | 64900 | 59000 | 10% | George | 3.6 IDSIG,IDMST: EASY LINE RELAYS, SIGN, POWER SUPPLIES, ACCESSORIES
XACA982 | GUARD | 157300 | 143000 | 10% | George | 3.6 IDSIG,IDMST: EASY LINE RELAYS, SIGN, POWER SUPPLIES, ACCESSORIES
XACA983 | GUARD | 269500 | 245000 | 10% | George | 3.6 IDSIG,IDMST: EASY LINE RELAYS, SIGN, POWER SUPPLIES, ACCESSORIES
XACB08 | EMPTY PENDANT CONTROL STATION XACB 8 VER | 3753200 | 3412000 | 10% | George | 3.6 IDSIG,IDMST: EASY LINE RELAYS, SIGN, POWER SUPPLIES, ACCESSORIES
XACB081 | EMPTY PENDANT CONTROL STATION XACB 8 OPE | 6635200 | 6032000 | 10% | George | 3.6 IDSIG,IDMST: EASY LINE RELAYS, SIGN, POWER SUPPLIES, ACCESSORIES
XACB125 | EMPTY PENDANT CONTROL STATION XACB 12 OP | 7629600 | 6936000 | 10% | George | 3.6 IDSIG,IDMST: EASY LINE RELAYS, SIGN, POWER SUPPLIES, ACCESSORIES
XACB960 | RUBBER CABLE ENTRY | 330000 | 300000 | 10% | George | 3.6 IDSIG,IDMST: EASY LINE RELAYS, SIGN, POWER SUPPLIES, ACCESSORIES
XACB965 | RUBBER CABLE ENTRY | 1158300 | 1053000 | 10% | George | 3.6 IDSIG,IDMST: EASY LINE RELAYS, SIGN, POWER SUPPLIES, ACCESSORIES
XACS104 | SPRING RETURN CONTACT BLOCK 2 NC BASE MO | 416900 | 379000 | 10% | George | 3.6 IDSIG,IDMST: EASY LINE RELAYS, SIGN, POWER SUPPLIES, ACCESSORIES
XACS411 | SPRING RETURN CONTACT BLOCK 1 NO FRONT M | 1202300 | 1093000 | 10% | George | 3.6 IDSIG,IDMST: EASY LINE RELAYS, SIGN, POWER SUPPLIES, ACCESSORIES
XACS412 | SPRING RETURN CONTACT BLOCK 1 NC FRONT M | 1228700 | 1117000 | 10% | George | 3.6 IDSIG,IDMST: EASY LINE RELAYS, SIGN, POWER SUPPLIES, ACCESSORIES
XALD01H7 | 1 P.B EMPTY CONT. BOX | 346500 | 315000 | 10% | George | 3.6 IDSIG,IDMST: EASY LINE RELAYS, SIGN, POWER SUPPLIES, ACCESSORIES
XALD132 | SELECTOR SWITCH CONT. BOX | 695200 | 632000 | 10% | George | 3.6 IDSIG,IDMST: EASY LINE RELAYS, SIGN, POWER SUPPLIES, ACCESSORIES
XALD144E | SELECTOR SWITCH CONT. BOX | 892100 | 811000 | 10% | George | 3.6 IDSIG,IDMST: EASY LINE RELAYS, SIGN, POWER SUPPLIES, ACCESSORIES
XALD211 | 2 PUSH BUTTONS CONT. BOX | 973500 | 885000 | 10% | George | 3.6 IDSIG,IDMST: EASY LINE RELAYS, SIGN, POWER SUPPLIES, ACCESSORIES
XALD321 | 3 PUSH BUTTONS CONT. BOX | 2334200 | 2122000 | 10% | George | 3.6 IDSIG,IDMST: EASY LINE RELAYS, SIGN, POWER SUPPLIES, ACCESSORIES
XALD324 | 3 PUSH BUTTONS CONT BOX | 1061500 | 965000 | 10% | George | 3.6 IDSIG,IDMST: EASY LINE RELAYS, SIGN, POWER SUPPLIES, ACCESSORIES
XALD326 | 3 PUSH BUTTONS CONT. BOX | 3054700 | 2777000 | 10% | George | 3.6 IDSIG,IDMST: EASY LINE RELAYS, SIGN, POWER SUPPLIES, ACCESSORIES
XALD339 | COPPER LUG, TERMINAL | 1560900 | 1419000 | 10% | George | 3.6 IDSIG,IDMST: EASY LINE RELAYS, SIGN, POWER SUPPLIES, ACCESSORIES
XALEK1701 | CTRL STATION, EMERGENCY SWITCHING OFF | 721600 | 656000 | 10% | George | 3.6 IDSIG,IDMST: EASY LINE RELAYS, SIGN, POWER SUPPLIES, ACCESSORIES
XALFK04 | EMPTY ENCLOSURE 4 HOLES DIA 22MM YELLOW | 2125200 | 1932000 | 10% | George | 3.6 IDSIG,IDMST: EASY LINE RELAYS, SIGN, POWER SUPPLIES, ACCESSORIES
XALFKT64421 | ENCLOSURE 1 HOLE, ZB5AT8643M EN81, ZB5AZ | 1360700 | 1237000 | 10% | George | 3.6 IDSIG,IDMST: EASY LINE RELAYS, SIGN, POWER SUPPLIES, ACCESSORIES
XALFP6003E | ENCLOSURE YELLOW ES EN81, PBUP, PBUPDOW | 8749400 | 7954000 | 10% | George | 3.6 IDSIG,IDMST: EASY LINE RELAYS, SIGN, POWER SUPPLIES, ACCESSORIES
XALG02 | 2 Holes harsh environment control statio | 2220900 | 2019000 | 10% | George | 3.6 IDSIG,IDMST: EASY LINE RELAYS, SIGN, POWER SUPPLIES, ACCESSORIES
XALG03 | 3 Holes harsh environment control statio | 1566400 | 1424000 | 10% | George | 3.6 IDSIG,IDMST: EASY LINE RELAYS, SIGN, POWER SUPPLIES, ACCESSORIES
XALK01H29 | YELLOW CONTROL STATION 1 HOLE MARK EMERG | 222200 | 202000 | 10% | George | 3.6 IDSIG,IDMST: EASY LINE RELAYS, SIGN, POWER SUPPLIES, ACCESSORIES
XALK178 | CONTROL STATION EMERGENCY STOP FUNCTION | 453200 | 412000 | 10% | George | 3.6 IDSIG,IDMST: EASY LINE RELAYS, SIGN, POWER SUPPLIES, ACCESSORIES
XALK1781 | EMERGENCY STOP STATION | 432300 | 393000 | 10% | George | 3.6 IDSIG,IDMST: EASY LINE RELAYS, SIGN, POWER SUPPLIES, ACCESSORIES
XALK178GTH29 | YELLOW CONTROL STATION 1 EMERG STOP MARK | 749100 | 681000 | 10% | George | 3.6 IDSIG,IDMST: EASY LINE RELAYS, SIGN, POWER SUPPLIES, ACCESSORIES
XALK198H7 | EMERGENCY STOP STATION | 765600 | 696000 | 10% | George | 3.6 IDSIG,IDMST: EASY LINE RELAYS, SIGN, POWER SUPPLIES, ACCESSORIES
XAPJ1201 | EMPTY CONTROL STATION XAPJ METAL 1 OPENI | 1779800 | 1618000 | 10% | George | 3.6 IDSIG,IDMST: EASY LINE RELAYS, SIGN, POWER SUPPLIES, ACCESSORIES
XAPK178G93H29 | TURN TO RELEASE EMERGENCY STOP STATION | 2337500 | 2125000 | 10% | George | 3.6 IDSIG,IDMST: EASY LINE RELAYS, SIGN, POWER SUPPLIES, ACCESSORIES
XAPM1201 | EMPTY CONTROL STATION XAPM METAL 1 OPENI | 1592800 | 1448000 | 10% | George | 3.6 IDSIG,IDMST: EASY LINE RELAYS, SIGN, POWER SUPPLIES, ACCESSORIES
XAPM1201H29 | PUSHBUTTON STATION 429248 | 1566400 | 1424000 | 10% | George | 3.6 IDSIG,IDMST: EASY LINE RELAYS, SIGN, POWER SUPPLIES, ACCESSORIES
XAPM1501 | EMPTY CONTROL STATION XAPM METAL 1 OPENI | 1636800 | 1488000 | 10% | George | 3.6 IDSIG,IDMST: EASY LINE RELAYS, SIGN, POWER SUPPLIES, ACCESSORIES
XAPM2202 | EMPTY CONTROL STATION XAPM METAL 2 HORIZ | 1932700 | 1757000 | 10% | George | 3.6 IDSIG,IDMST: EASY LINE RELAYS, SIGN, POWER SUPPLIES, ACCESSORIES
XAPM2203H29 | PUSHBUTTON STATION 429248 | 2279200 | 2072000 | 10% | George | 3.6 IDSIG,IDMST: EASY LINE RELAYS, SIGN, POWER SUPPLIES, ACCESSORIES
XAPM24 | EMPTY CONTROL STATION XAPM METAL WITHOUT | 3066800 | 2788000 | 10% | George | 3.6 IDSIG,IDMST: EASY LINE RELAYS, SIGN, POWER SUPPLIES, ACCESSORIES
XAPM2503H29 | PUSHBUTTON STATION 429248 | 2097700 | 1907000 | 10% | George | 3.6 IDSIG,IDMST: EASY LINE RELAYS, SIGN, POWER SUPPLIES, ACCESSORIES
XAPM2504H29 | PUSHBUTTONSTATI0N429248 | 3505700 | 3187000 | 10% | George | 3.6 IDSIG,IDMST: EASY LINE RELAYS, SIGN, POWER SUPPLIES, ACCESSORIES
XAPM3203 | EMPTY CONTROL STATION XAPM METAL 3 HORIZ | 2598200 | 2362000 | 10% | George | 3.6 IDSIG,IDMST: EASY LINE RELAYS, SIGN, POWER SUPPLIES, ACCESSORIES
XAPM3506H29 | PUSHBUTTON STATION 429248 | 3270300 | 2973000 | 10% | George | 3.6 IDSIG,IDMST: EASY LINE RELAYS, SIGN, POWER SUPPLIES, ACCESSORIES
XAPM4508H29 | PUSHBUTTONSTATION429248 | 3799400 | 3454000 | 10% | George | 3.6 IDSIG,IDMST: EASY LINE RELAYS, SIGN, POWER SUPPLIES, ACCESSORIES
XAPM4604H29 | PUSHBUTTON STATION 429248 | 4659600 | 4236000 | 10% | George | 3.6 IDSIG,IDMST: EASY LINE RELAYS, SIGN, POWER SUPPLIES, ACCESSORIES
XARS12D18H | SYSTEM DISP.4P AUX.18R CONNECT. | 95519600 | 86836000 | 10% | George | 3.6 IDSIG,IDMST: EASY LINE RELAYS, SIGN, POWER SUPPLIES, ACCESSORIES
XARS12D18W | SYSTEM DISP.4P AUX.18R CABLE | 86210300 | 78373000 | 10% | George | 3.6 IDSIG,IDMST: EASY LINE RELAYS, SIGN, POWER SUPPLIES, ACCESSORIES
XARS8D18H | SYSTEM DISP.2P AUX.18R CONNECT. | 84665900 | 76969000 | 10% | George | 3.6 IDSIG,IDMST: EASY LINE RELAYS, SIGN, POWER SUPPLIES, ACCESSORIES
XARS8D18W | SYSTEM DISP.2P AUX.18R CABLE | 75699800 | 68818000 | 10% | George | 3.6 IDSIG,IDMST: EASY LINE RELAYS, SIGN, POWER SUPPLIES, ACCESSORIES
XARS8L12H | SYSTEM LED.2P AUX.12R CONNECT. | 65126600 | 59206000 | 10% | George | 3.6 IDSIG,IDMST: EASY LINE RELAYS, SIGN, POWER SUPPLIES, ACCESSORIES
XARS8L12W | SYSTEM LED.2P AUX.12R CABLE | 56773200 | 51612000 | 10% | George | 3.6 IDSIG,IDMST: EASY LINE RELAYS, SIGN, POWER SUPPLIES, ACCESSORIES
XARSK12D18H | WIRELESS REMOTE STATION KIT | 105135800 | 95578000 | 10% | George | 3.6 IDSIG,IDMST: EASY LINE RELAYS, SIGN, POWER SUPPLIES, ACCESSORIES
XARSK12D18W | WIRELESS REMOTE STATION KIT | 98828400 | 89844000 | 10% | George | 3.6 IDSIG,IDMST: EASY LINE RELAYS, SIGN, POWER SUPPLIES, ACCESSORIES
XARSK8D18H | WIRELESS REMOTE STATION KIT | 97692100 | 88811000 | 10% | George | 3.6 IDSIG,IDMST: EASY LINE RELAYS, SIGN, POWER SUPPLIES, ACCESSORIES
XARSK8D18W | WIRELESS REMOTE STATION KIT | 88314600 | 80286000 | 10% | George | 3.6 IDSIG,IDMST: EASY LINE RELAYS, SIGN, POWER SUPPLIES, ACCESSORIES
XARSK8L12H | WIRELESS REMOTE STATION KIT | 75699800 | 68818000 | 10% | George | 3.6 IDSIG,IDMST: EASY LINE RELAYS, SIGN, POWER SUPPLIES, ACCESSORIES
XARSK8L12W | WIRELESS REMOTE STATION KIT | 69390200 | 63082000 | 10% | George | 3.6 IDSIG,IDMST: EASY LINE RELAYS, SIGN, POWER SUPPLIES, ACCESSORIES
XAWF210EX | METAL ATEX PUSHBUTTON STATION ONE START | 14471600 | 13156000 | 10% | George | 3.6 IDSIG,IDMST: EASY LINE RELAYS, SIGN, POWER SUPPLIES, ACCESSORIES
XB4BA11 | P/B,WHITE,1N/O,SPRING RETURN | 382800 | 348000 | 10% | George | 3.6 IDSIG,IDMST: EASY LINE RELAYS, SIGN, POWER SUPPLIES, ACCESSORIES
XB4BA25 | PUSHBUTTON, BLACK, 1NO 1NC CONTACT | 323400 | 294000 | 10% | George | 3.6 IDSIG,IDMST: EASY LINE RELAYS, SIGN, POWER SUPPLIES, ACCESSORIES
XB4BA3341 | PUSHBUTTON | 227700 | 207000 | 10% | George | 3.6 IDSIG,IDMST: EASY LINE RELAYS, SIGN, POWER SUPPLIES, ACCESSORIES
XB4BA3351 | PUSHBUTTON | 316800 | 288000 | 10% | George | 3.6 IDSIG,IDMST: EASY LINE RELAYS, SIGN, POWER SUPPLIES, ACCESSORIES
XB4BA35 | PUSHBUTTON | 323400 | 294000 | 10% | George | 3.6 IDSIG,IDMST: EASY LINE RELAYS, SIGN, POWER SUPPLIES, ACCESSORIES
XB4BA4322 | PUSHBUTTON | 330000 | 300000 | 10% | George | 3.6 IDSIG,IDMST: EASY LINE RELAYS, SIGN, POWER SUPPLIES, ACCESSORIES
XB4BA45 | PUSHBUTTON, RED, 1NO 1NC CONTACT | 325600 | 296000 | 10% | George | 3.6 IDSIG,IDMST: EASY LINE RELAYS, SIGN, POWER SUPPLIES, ACCESSORIES
XB4BA731327 | COMPLETE METAL TRIPLE HEADED PUSHBUTTONS | 1268300 | 1153000 | 10% | George | 3.6 IDSIG,IDMST: EASY LINE RELAYS, SIGN, POWER SUPPLIES, ACCESSORIES
XB4BC42 | MUSHROOM PUSHBUTTON,RED, 1 NC CONTACT | 548900 | 499000 | 10% | George | 3.6 IDSIG,IDMST: EASY LINE RELAYS, SIGN, POWER SUPPLIES, ACCESSORIES
XB4BD25EX | ATEX SELECTOR SWITCH | 2108700 | 1917000 | 10% | George | 3.6 IDSIG,IDMST: EASY LINE RELAYS, SIGN, POWER SUPPLIES, ACCESSORIES
XB4BD33EX | ATEX SELECTOR SWITCH | 2073500 | 1885000 | 10% | George | 3.6 IDSIG,IDMST: EASY LINE RELAYS, SIGN, POWER SUPPLIES, ACCESSORIES
XB4BD41 | SELECTOR SWITCH | 529100 | 481000 | 10% | George | 3.6 IDSIG,IDMST: EASY LINE RELAYS, SIGN, POWER SUPPLIES, ACCESSORIES
XB4BD53EX | ATEX SELECTOR SWITCH | 2149400 | 1954000 | 10% | George | 3.6 IDSIG,IDMST: EASY LINE RELAYS, SIGN, POWER SUPPLIES, ACCESSORIES
XB4BD912R100K | Head and potentiometer R100K | 2217600 | 2016000 | 10% | George | 3.6 IDSIG,IDMST: EASY LINE RELAYS, SIGN, POWER SUPPLIES, ACCESSORIES
XB4BD912R10K | HEAD AND POTENTIOMETER R10K | 1705000 | 1550000 | 10% | George | 3.6 IDSIG,IDMST: EASY LINE RELAYS, SIGN, POWER SUPPLIES, ACCESSORIES
XB4BD912R1K | Head and potentiometer R1K | 1705000 | 1550000 | 10% | George | 3.6 IDSIG,IDMST: EASY LINE RELAYS, SIGN, POWER SUPPLIES, ACCESSORIES
XB4BD912R470K | Head and potentiometer R470K | 2289100 | 2081000 | 10% | George | 3.6 IDSIG,IDMST: EASY LINE RELAYS, SIGN, POWER SUPPLIES, ACCESSORIES
XB4BD912R47K | HEAD AND POTENTIOMETER R47K | 2217600 | 2016000 | 10% | George | 3.6 IDSIG,IDMST: EASY LINE RELAYS, SIGN, POWER SUPPLIES, ACCESSORIES
XB4BD912R4K7 | Head and potentiometer R4K7 | 2217600 | 2016000 | 10% | George | 3.6 IDSIG,IDMST: EASY LINE RELAYS, SIGN, POWER SUPPLIES, ACCESSORIES
XB4BK123B5 | SELECTOR PUSHBOTTON HEAD | 686400 | 624000 | 10% | George | 3.6 IDSIG,IDMST: EASY LINE RELAYS, SIGN, POWER SUPPLIES, ACCESSORIES
XB4BK123M5 | GREEN ILLUMINATED SELEC TO R SWITCH DIAM | 685300 | 623000 | 10% | George | 3.6 IDSIG,IDMST: EASY LINE RELAYS, SIGN, POWER SUPPLIES, ACCESSORIES
XB4BK124B5 | SELECTOR PUSHBUTTON HEAD | 642400 | 584000 | 10% | George | 3.6 IDSIG,IDMST: EASY LINE RELAYS, SIGN, POWER SUPPLIES, ACCESSORIES
XB4BK133B5 | ILLUMINATED SELECTOR SWITCH 3 STAY PUT | 685300 | 623000 | 10% | George | 3.6 IDSIG,IDMST: EASY LINE RELAYS, SIGN, POWER SUPPLIES, ACCESSORIES
XB4BK133G5 | ILLUMINATED SELECTOR SWITCH 3 STAY PUT | 1181400 | 1074000 | 10% | George | 3.6 IDSIG,IDMST: EASY LINE RELAYS, SIGN, POWER SUPPLIES, ACCESSORIES
XB4BK133M5 | ILLUMINATED SELECTOR SWITCH 3 STAY PUT | 894300 | 813000 | 10% | George | 3.6 IDSIG,IDMST: EASY LINE RELAYS, SIGN, POWER SUPPLIES, ACCESSORIES
XB4BK134B5 | ILLUMINATED SELECTOR SWITCH 3 STAY PUT | 685300 | 623000 | 10% | George | 3.6 IDSIG,IDMST: EASY LINE RELAYS, SIGN, POWER SUPPLIES, ACCESSORIES
XB4BK135M5 | ILLUMINATED SELECTOR SWITCH 3 STAY PUT | 1114300 | 1013000 | 10% | George | 3.6 IDSIG,IDMST: EASY LINE RELAYS, SIGN, POWER SUPPLIES, ACCESSORIES
XB4BP383B5EX | ATEX ILLUMINATED PUSHBUTTON | 4836700 | 4397000 | 10% | George | 3.6 IDSIG,IDMST: EASY LINE RELAYS, SIGN, POWER SUPPLIES, ACCESSORIES
XB4BS542 | PUSHBUTTON, EMERGENCY SWITCHING OFF | 622600 | 566000 | 10% | George | 3.6 IDSIG,IDMST: EASY LINE RELAYS, SIGN, POWER SUPPLIES, ACCESSORIES
XB4BS8444 | RED EMERGENCY STOP TRIGGER ISO13850 TURN | 750200 | 682000 | 10% | George | 3.6 IDSIG,IDMST: EASY LINE RELAYS, SIGN, POWER SUPPLIES, ACCESSORIES
XB4BS84441 | RED EMERGENCY STOP TRIGGER ISO13850 TURN | 783200 | 712000 | 10% | George | 3.6 IDSIG,IDMST: EASY LINE RELAYS, SIGN, POWER SUPPLIES, ACCESSORIES
XB4BS8445 | EMERGENCY STOP | 567600 | 516000 | 10% | George | 3.6 IDSIG,IDMST: EASY LINE RELAYS, SIGN, POWER SUPPLIES, ACCESSORIES
XB4BS8445EX | RED EMERGENCY STOP TRIGGER EN13850 TURN | 7506400 | 6824000 | 10% | George | 3.6 IDSIG,IDMST: EASY LINE RELAYS, SIGN, POWER SUPPLIES, ACCESSORIES
XB4BT845 | RED EMERGENCY STOP TRIGGER ISO13850 PUSH | 647900 | 589000 | 10% | George | 3.6 IDSIG,IDMST: EASY LINE RELAYS, SIGN, POWER SUPPLIES, ACCESSORIES
XB4BT845EX | ATEX E STOP | 3836800 | 3488000 | 10% | George | 3.6 IDSIG,IDMST: EASY LINE RELAYS, SIGN, POWER SUPPLIES, ACCESSORIES
XB4BV44 | TRANSFORMER 230 V PILOT L | 658900 | 599000 | 10% | George | 3.6 IDSIG,IDMST: EASY LINE RELAYS, SIGN, POWER SUPPLIES, ACCESSORIES
XB4BV5B1 | WHITE PILOT LIGHT WITH INTEGRAL LED 400V | 1292500 | 1175000 | 10% | George | 3.6 IDSIG,IDMST: EASY LINE RELAYS, SIGN, POWER SUPPLIES, ACCESSORIES
XB4BV5B3 | GREEN PILOT LIGHT WITH INTEGRAL LED 400V | 1471800 | 1338000 | 10% | George | 3.6 IDSIG,IDMST: EASY LINE RELAYS, SIGN, POWER SUPPLIES, ACCESSORIES
XB4BV5B4 | RED PILOT LIGHT WITH INTEGRAL LED 400V A | 1849100 | 1681000 | 10% | George | 3.6 IDSIG,IDMST: EASY LINE RELAYS, SIGN, POWER SUPPLIES, ACCESSORIES
XB4BV5B5 | ORANGE PILOT LIGHT INTEGRAL LED 400V AC | 1898600 | 1726000 | 10% | George | 3.6 IDSIG,IDMST: EASY LINE RELAYS, SIGN, POWER SUPPLIES, ACCESSORIES
XB4BV5B6 | BLUE PILOT LIGHT WITH INTEGRAL LED 400V | 1908500 | 1735000 | 10% | George | 3.6 IDSIG,IDMST: EASY LINE RELAYS, SIGN, POWER SUPPLIES, ACCESSORIES
XB4BV8B4 | RED PILOT LIGHT INTEGRAL LED 440V AC SCR | 1565300 | 1423000 | 10% | George | 3.6 IDSIG,IDMST: EASY LINE RELAYS, SIGN, POWER SUPPLIES, ACCESSORIES
XB4BV8B5 | ORANGE PILOT LIGHT INTEGRAL LED 440V AC | 1554300 | 1413000 | 10% | George | 3.6 IDSIG,IDMST: EASY LINE RELAYS, SIGN, POWER SUPPLIES, ACCESSORIES
XB4BV8B6 | BLUE PILOT LIGHT INTEGRAL LED 440V AC SC | 1089000 | 990000 | 10% | George | 3.6 IDSIG,IDMST: EASY LINE RELAYS, SIGN, POWER SUPPLIES, ACCESSORIES
XB4BVB3EX | ATEX PILOT LIGHT | 2048200 | 1862000 | 10% | George | 3.6 IDSIG,IDMST: EASY LINE RELAYS, SIGN, POWER SUPPLIES, ACCESSORIES
XB4BVB5EX | ATEX PILOT LIGHT | 1961300 | 1783000 | 10% | George | 3.6 IDSIG,IDMST: EASY LINE RELAYS, SIGN, POWER SUPPLIES, ACCESSORIES
XB4BVB6EX | ATEX PILOT LIGHT | 2278100 | 2071000 | 10% | George | 3.6 IDSIG,IDMST: EASY LINE RELAYS, SIGN, POWER SUPPLIES, ACCESSORIES
XB4BW73731B5 | COMPLETE METAL DOUBLE HEADED PUSHBUTTONS | 913000 | 830000 | 10% | George | 3.6 IDSIG,IDMST: EASY LINE RELAYS, SIGN, POWER SUPPLIES, ACCESSORIES
XB4BW73731G5 | COMPLETE METAL DOUBLE HEADED PUSHBUTTONS | 828300 | 753000 | 10% | George | 3.6 IDSIG,IDMST: EASY LINE RELAYS, SIGN, POWER SUPPLIES, ACCESSORIES
XB4BW73731M5 | COMPLETE METAL DOUBLE HEADED PUSHBUTTONS | 987800 | 898000 | 10% | George | 3.6 IDSIG,IDMST: EASY LINE RELAYS, SIGN, POWER SUPPLIES, ACCESSORIES
XB4FD33 | FLUSH SSW 3POS 2NO | 419100 | 381000 | 10% | George | 3.6 IDSIG,IDMST: EASY LINE RELAYS, SIGN, POWER SUPPLIES, ACCESSORIES
XB4FW33B5 | FLUSH CAPS ILL PB GR LED 24V 1NO 1NC | 559900 | 509000 | 10% | George | 3.6 IDSIG,IDMST: EASY LINE RELAYS, SIGN, POWER SUPPLIES, ACCESSORIES
XB4FW34B5 | FLUSH CAPS ILL PB RED LED 24V 1NO 1NC | 559900 | 509000 | 10% | George | 3.6 IDSIG,IDMST: EASY LINE RELAYS, SIGN, POWER SUPPLIES, ACCESSORIES
XB4RFA02 | PACK SPS ZB4 22MM ADVANCE RECEIVER AC DC | 9696500 | 8815000 | 10% | George | 3.6 IDSIG,IDMST: EASY LINE RELAYS, SIGN, POWER SUPPLIES, ACCESSORIES
XB5AA11 | P/B,WHITE,1N/O,SPRING RETURN | 151800 | 138000 | 10% | George | 3.6 IDSIG,IDMST: EASY LINE RELAYS, SIGN, POWER SUPPLIES, ACCESSORIES
XB5AA3311 | PUSHBUTTON | 217800 | 198000 | 10% | George | 3.6 IDSIG,IDMST: EASY LINE RELAYS, SIGN, POWER SUPPLIES, ACCESSORIES
XB5AA3341 | PUSHBUTTON | 220000 | 200000 | 10% | George | 3.6 IDSIG,IDMST: EASY LINE RELAYS, SIGN, POWER SUPPLIES, ACCESSORIES
XB5AA3351 | PUSHBUTTON | 293700 | 267000 | 10% | George | 3.6 IDSIG,IDMST: EASY LINE RELAYS, SIGN, POWER SUPPLIES, ACCESSORIES
XB5AA41 | PUSHBUTTON | 139700 | 127000 | 10% | George | 3.6 IDSIG,IDMST: EASY LINE RELAYS, SIGN, POWER SUPPLIES, ACCESSORIES
XB5AA4322 | PUSHBUTTON | 220000 | 200000 | 10% | George | 3.6 IDSIG,IDMST: EASY LINE RELAYS, SIGN, POWER SUPPLIES, ACCESSORIES
XB5AA801 | RESET XB5A PUSHBUTTON | 556600 | 506000 | 10% | George | 3.6 IDSIG,IDMST: EASY LINE RELAYS, SIGN, POWER SUPPLIES, ACCESSORIES
XB5AD41 | SELECTOR SWITCH | 300300 | 273000 | 10% | George | 3.6 IDSIG,IDMST: EASY LINE RELAYS, SIGN, POWER SUPPLIES, ACCESSORIES
XB5AD912R100K | Head and potentiometer R100K | 2074600 | 1886000 | 10% | George | 3.6 IDSIG,IDMST: EASY LINE RELAYS, SIGN, POWER SUPPLIES, ACCESSORIES
XB5AD912R10K | HEAD AND POTENTIOMETER R10K | 1545500 | 1405000 | 10% | George | 3.6 IDSIG,IDMST: EASY LINE RELAYS, SIGN, POWER SUPPLIES, ACCESSORIES
XB5AD912R1K | Head and potentiometer R1K | 2009700 | 1827000 | 10% | George | 3.6 IDSIG,IDMST: EASY LINE RELAYS, SIGN, POWER SUPPLIES, ACCESSORIES
XB5AD912R470K | Head and potentiometer R470K | 2074600 | 1886000 | 10% | George | 3.6 IDSIG,IDMST: EASY LINE RELAYS, SIGN, POWER SUPPLIES, ACCESSORIES
XB5AD912R47K | HEAD AND POTENTIOMETER R47K- | 2009700 | 1827000 | 10% | George | 3.6 IDSIG,IDMST: EASY LINE RELAYS, SIGN, POWER SUPPLIES, ACCESSORIES
XB5AD912R4K7 | Head and potentiometer R4K7 | 1545500 | 1405000 | 10% | George | 3.6 IDSIG,IDMST: EASY LINE RELAYS, SIGN, POWER SUPPLIES, ACCESSORIES
XB5AK123B5 | GREEN ILLUMINATED SELEC TO R SWITCH DIAM | 675400 | 614000 | 10% | George | 3.6 IDSIG,IDMST: EASY LINE RELAYS, SIGN, POWER SUPPLIES, ACCESSORIES
XB5AK123M5 | GREEN ILLUMINATED SELEC TO R SWITCH DIAM | 618200 | 562000 | 10% | George | 3.6 IDSIG,IDMST: EASY LINE RELAYS, SIGN, POWER SUPPLIES, ACCESSORIES
XB5AK124B5 | RED ILLUMINATED SELEC TO R SWITCH DIAM 2 | 640200 | 582000 | 10% | George | 3.6 IDSIG,IDMST: EASY LINE RELAYS, SIGN, POWER SUPPLIES, ACCESSORIES
XB5AK124M5 | RED ILLUMINATED SELEC TO R SWITCH DIAM 2 | 614900 | 559000 | 10% | George | 3.6 IDSIG,IDMST: EASY LINE RELAYS, SIGN, POWER SUPPLIES, ACCESSORIES
XB5AK125B5 | YELLOW ILLUMINATED SELEC TO R SWITCH DIA | 627000 | 570000 | 10% | George | 3.6 IDSIG,IDMST: EASY LINE RELAYS, SIGN, POWER SUPPLIES, ACCESSORIES
XB5AK125M5 | YELLOW ILLUMINATED SELEC TO R SWITCH DIA | 607200 | 552000 | 10% | George | 3.6 IDSIG,IDMST: EASY LINE RELAYS, SIGN, POWER SUPPLIES, ACCESSORIES
XB5AK133B5 | ILLUMINATED SELECTOR SWITCH 3 STAY PUT | 618200 | 562000 | 10% | George | 3.6 IDSIG,IDMST: EASY LINE RELAYS, SIGN, POWER SUPPLIES, ACCESSORIES
XB5AK133M5 | ILLUMINATED SELECTOR SWITCH 3 STAY PUT | 748000 | 680000 | 10% | George | 3.6 IDSIG,IDMST: EASY LINE RELAYS, SIGN, POWER SUPPLIES, ACCESSORIES
XB5AL73415 | COMPLETE PLASTIC DOUBLE HEADED PUSHBUTTO | 584100 | 531000 | 10% | George | 3.6 IDSIG,IDMST: EASY LINE RELAYS, SIGN, POWER SUPPLIES, ACCESSORIES
XB5AP21 | PUSHBUTTON | 325600 | 296000 | 10% | George | 3.6 IDSIG,IDMST: EASY LINE RELAYS, SIGN, POWER SUPPLIES, ACCESSORIES
XB5AP31 | PUSHBUTTON | 314600 | 286000 | 10% | George | 3.6 IDSIG,IDMST: EASY LINE RELAYS, SIGN, POWER SUPPLIES, ACCESSORIES
XB5AP42 | PUSHBUTTON | 316800 | 288000 | 10% | George | 3.6 IDSIG,IDMST: EASY LINE RELAYS, SIGN, POWER SUPPLIES, ACCESSORIES
XB5AS8444 | RED EMERGENCY STOP TRIGGER ISO13850 TURN | 354200 | 322000 | 10% | George | 3.6 IDSIG,IDMST: EASY LINE RELAYS, SIGN, POWER SUPPLIES, ACCESSORIES
XB5AS84449 | Red emergency stop TTR 40mm 2NC 1NO moni | 3234000 | 2940000 | 10% | George | 3.6 IDSIG,IDMST: EASY LINE RELAYS, SIGN, POWER SUPPLIES, ACCESSORIES
XB5AS8445 | RED EMERGENCY STOP TRIGGER ISO13850 TURN | 271700 | 247000 | 10% | George | 3.6 IDSIG,IDMST: EASY LINE RELAYS, SIGN, POWER SUPPLIES, ACCESSORIES
XB5AS86449B4 | RED ILLUMINATED EMERGENCY STOP TTR 40MM | 3652000 | 3320000 | 10% | George | 3.6 IDSIG,IDMST: EASY LINE RELAYS, SIGN, POWER SUPPLIES, ACCESSORIES
XB5AV5B1 | WHITE PILOT LIGHT INTEGRAL LED 400V AC S | 1323300 | 1203000 | 10% | George | 3.6 IDSIG,IDMST: EASY LINE RELAYS, SIGN, POWER SUPPLIES, ACCESSORIES
XB5AV5B4 | RED PILOT LIGHT WITH INTEGRAL LED 400V A | 1862300 | 1693000 | 10% | George | 3.6 IDSIG,IDMST: EASY LINE RELAYS, SIGN, POWER SUPPLIES, ACCESSORIES
XB5AV5B5 | ORANGE PILOT LIGHT INTEGRAL LED 400V AC | 1387100 | 1261000 | 10% | George | 3.6 IDSIG,IDMST: EASY LINE RELAYS, SIGN, POWER SUPPLIES, ACCESSORIES
XB5AW73731B5 | COMPLETE PLASTIC DOUBLE HEADED PUSHBUTTO | 651200 | 592000 | 10% | George | 3.6 IDSIG,IDMST: EASY LINE RELAYS, SIGN, POWER SUPPLIES, ACCESSORIES
XB5AW73731M5 | COMPLETE PLASTIC DOUBLE HEADED PUSHBUTTO | 688600 | 626000 | 10% | George | 3.6 IDSIG,IDMST: EASY LINE RELAYS, SIGN, POWER SUPPLIES, ACCESSORIES
XB5DSM | HOUR COUNTER DIAMETER 22MM 230VAC 50HZ | 2918300 | 2653000 | 10% | George | 3.6 IDSIG,IDMST: EASY LINE RELAYS, SIGN, POWER SUPPLIES, ACCESSORIES
XB5DTB22 | Panel mounted timer monofunction 0,5s to | 1749000 | 1590000 | 10% | George | 3.6 IDSIG,IDMST: EASY LINE RELAYS, SIGN, POWER SUPPLIES, ACCESSORIES
XB5DTB23 | Panel mounted timer monofunction 3s to 6 | 1749000 | 1590000 | 10% | George | 3.6 IDSIG,IDMST: EASY LINE RELAYS, SIGN, POWER SUPPLIES, ACCESSORIES
XB5DTB24 | Panel mounted timer monofunction 0,5 min | 2348500 | 2135000 | 10% | George | 3.6 IDSIG,IDMST: EASY LINE RELAYS, SIGN, POWER SUPPLIES, ACCESSORIES
XB5DTB25 | Panel mounted timer monofunction 3 min t | 2348500 | 2135000 | 10% | George | 3.6 IDSIG,IDMST: EASY LINE RELAYS, SIGN, POWER SUPPLIES, ACCESSORIES
XB5DTGM2 | PANEL MOUNTED TIMER MONOFUNCTION 0,5S TO | 1840300 | 1673000 | 10% | George | 3.6 IDSIG,IDMST: EASY LINE RELAYS, SIGN, POWER SUPPLIES, ACCESSORIES
XB5DTGM3 | PANEL MOUNTED TIMER MONOFUNCTION 3S TO 6 | 2513500 | 2285000 | 10% | George | 3.6 IDSIG,IDMST: EASY LINE RELAYS, SIGN, POWER SUPPLIES, ACCESSORIES
XB5DTGM4 | PANEL MOUNTED TIMER MONOFUNCTION 0,5 MIN | 2515700 | 2287000 | 10% | George | 3.6 IDSIG,IDMST: EASY LINE RELAYS, SIGN, POWER SUPPLIES, ACCESSORIES
XB5DTGM5 | PANEL MOUNTED TIMER MONOFUNCTION 3 MIN T | 2519000 | 2290000 | 10% | George | 3.6 IDSIG,IDMST: EASY LINE RELAYS, SIGN, POWER SUPPLIES, ACCESSORIES
XB5EV57K4 | 3 PHASES,VOLTAGE INDICATOR PILOT LIGHT W | 9399500 | 8545000 | 10% | George | 3.6 IDSIG,IDMST: EASY LINE RELAYS, SIGN, POWER SUPPLIES, ACCESSORIES
XB5EV57L4 | 3 PHASES VOLTAGE INDICATOR PILOT LIGHT W | 9916500 | 9015000 | 10% | George | 3.6 IDSIG,IDMST: EASY LINE RELAYS, SIGN, POWER SUPPLIES, ACCESSORIES
XB5EVG8 | MONOLITHIC LED PILOT LIGHT, YELLOW, 110V | 298100 | 271000 | 10% | George | 3.6 IDSIG,IDMST: EASY LINE RELAYS, SIGN, POWER SUPPLIES, ACCESSORIES
XB5EVM4 | MONOLITHIC LED PILOT LIGHT, RED, 230V | 287100 | 261000 | 10% | George | 3.6 IDSIG,IDMST: EASY LINE RELAYS, SIGN, POWER SUPPLIES, ACCESSORIES
XB5EVM5 | MONOLITHIC LED PILOT LIGHT, ORANGE, 230V | 287100 | 261000 | 10% | George | 3.6 IDSIG,IDMST: EASY LINE RELAYS, SIGN, POWER SUPPLIES, ACCESSORIES
XB5EVM6 | MONOLITHIC LED PILOT LIGHT, BLUE, 230V | 386100 | 351000 | 10% | George | 3.6 IDSIG,IDMST: EASY LINE RELAYS, SIGN, POWER SUPPLIES, ACCESSORIES
XB5EVM8 | MONOLITHIC LED PILOT LIGHT, YELLOW, 230V | 287100 | 261000 | 10% | George | 3.6 IDSIG,IDMST: EASY LINE RELAYS, SIGN, POWER SUPPLIES, ACCESSORIES
XB5KS2B4 | CONTINUOUS ORINTERMITENT ILLUMINATED RE | 1064800 | 968000 | 10% | George | 3.6 IDSIG,IDMST: EASY LINE RELAYS, SIGN, POWER SUPPLIES, ACCESSORIES
XB5KS2B8 | CONTINUOUS ORINTERMITENT ILLUMINATED YE | 1388200 | 1262000 | 10% | George | 3.6 IDSIG,IDMST: EASY LINE RELAYS, SIGN, POWER SUPPLIES, ACCESSORIES
XB5KS2G4 | CONTINUOUS ORINTERMITENT ILLUMINATED RE | 1901900 | 1729000 | 10% | George | 3.6 IDSIG,IDMST: EASY LINE RELAYS, SIGN, POWER SUPPLIES, ACCESSORIES
XB5KS2G8 | CONTINUOUS ORINTERMITENT ILLUMINATED YE | 1901900 | 1729000 | 10% | George | 3.6 IDSIG,IDMST: EASY LINE RELAYS, SIGN, POWER SUPPLIES, ACCESSORIES
XB5KS2M4 | CONTINUOUS ORINTERMITENT ILLUMINATED RE | 1087900 | 989000 | 10% | George | 3.6 IDSIG,IDMST: EASY LINE RELAYS, SIGN, POWER SUPPLIES, ACCESSORIES
XB5KS2M8 | CONTINUOUS ORINTERMITENT ILLUMINATED YE | 1416800 | 1288000 | 10% | George | 3.6 IDSIG,IDMST: EASY LINE RELAYS, SIGN, POWER SUPPLIES, ACCESSORIES
XB5KSB | DIA 22 80 DB BUZZER | 1892000 | 1720000 | 10% | George | 3.6 IDSIG,IDMST: EASY LINE RELAYS, SIGN, POWER SUPPLIES, ACCESSORIES
XB5KSM | DIA 22 80 DB BUZZER | 2227500 | 2025000 | 10% | George | 3.6 IDSIG,IDMST: EASY LINE RELAYS, SIGN, POWER SUPPLIES, ACCESSORIES
XB5PRJ45 | RJ45 INTERFACE, ETHERNET CONNECTION TYPE | 638000 | 580000 | 10% | George | 3.6 IDSIG,IDMST: EASY LINE RELAYS, SIGN, POWER SUPPLIES, ACCESSORIES
XB5PUSB3 | USB 3.0 INTERFACE A-A CONNECTION TYPE | 777700 | 707000 | 10% | George | 3.6 IDSIG,IDMST: EASY LINE RELAYS, SIGN, POWER SUPPLIES, ACCESSORIES
XB5RFA02 | PACK SPS ZB5 22MM ADVANCE RECEIVER AC DC | 7348000 | 6680000 | 10% | George | 3.6 IDSIG,IDMST: EASY LINE RELAYS, SIGN, POWER SUPPLIES, ACCESSORIES
XB5RFB01 | PACK XB5R 22MM TRANSMITTER NO PROGRAMMAB | 5929000 | 5390000 | 10% | George | 3.6 IDSIG,IDMST: EASY LINE RELAYS, SIGN, POWER SUPPLIES, ACCESSORIES
XB5RMA04 | PACK XB5R HANDY TRANSMITTER PROGRAMMABLE | 12343100 | 11221000 | 10% | George | 3.6 IDSIG,IDMST: EASY LINE RELAYS, SIGN, POWER SUPPLIES, ACCESSORIES
XB5RMB03 | PACK | 7106000 | 6460000 | 10% | George | 3.6 IDSIG,IDMST: EASY LINE RELAYS, SIGN, POWER SUPPLIES, ACCESSORIES
XB5S2B2L2 | BIOMETRIC SWITCH, 1 MOMENTARY, CABLE 2 M | 20058500 | 18235000 | 10% | George | 3.6 IDSIG,IDMST: EASY LINE RELAYS, SIGN, POWER SUPPLIES, ACCESSORIES
XB5S3B2M12 | BIOMETRIC SWITCH, USB COMMUNICATION, 2 F | 20588700 | 18717000 | 10% | George | 3.6 IDSIG,IDMST: EASY LINE RELAYS, SIGN, POWER SUPPLIES, ACCESSORIES
XB6AD221B | BLACK SELEC TO R SWITCH DIAM 16 HANDLE 2 | 454300 | 413000 | 10% | George | 3.6 IDSIG,IDMST: EASY LINE RELAYS, SIGN, POWER SUPPLIES, ACCESSORIES
XB6AV3BB | ROUND PILOT LIGHT DIAM 16 IP 65 GREEN IN | 554400 | 504000 | 10% | George | 3.6 IDSIG,IDMST: EASY LINE RELAYS, SIGN, POWER SUPPLIES, ACCESSORIES
XB6AV5BB | ROUND PILOT LIGHT DIAM 16 IP 65 YELLOW I | 529100 | 481000 | 10% | George | 3.6 IDSIG,IDMST: EASY LINE RELAYS, SIGN, POWER SUPPLIES, ACCESSORIES
XB6AV6BB | PUSH BUTTON LIGHT MODULE 24V 16MM XB6 | 611600 | 556000 | 10% | George | 3.6 IDSIG,IDMST: EASY LINE RELAYS, SIGN, POWER SUPPLIES, ACCESSORIES
XB6AW3B1B | GREEN ILLUMINATED PUSHBUT TO N DIAM 16 F | 721600 | 656000 | 10% | George | 3.6 IDSIG,IDMST: EASY LINE RELAYS, SIGN, POWER SUPPLIES, ACCESSORIES
XB6CA31B | GREEN PUSHBUT TO N DIAM 16 FLUSH SPRING | 722700 | 657000 | 10% | George | 3.6 IDSIG,IDMST: EASY LINE RELAYS, SIGN, POWER SUPPLIES, ACCESSORIES
XB6EAA11P | ROUN.PUSH.BUT.WH.N O.IP65 | 431200 | 392000 | 10% | George | 3.6 IDSIG,IDMST: EASY LINE RELAYS, SIGN, POWER SUPPLIES, ACCESSORIES
XB6EAA31P | R.PUSH.BU.GREEN.N O.IP65 | 420200 | 382000 | 10% | George | 3.6 IDSIG,IDMST: EASY LINE RELAYS, SIGN, POWER SUPPLIES, ACCESSORIES
XB6EAA41P | ROUN.PUSH.BU.RED.N O.IP65 | 313500 | 285000 | 10% | George | 3.6 IDSIG,IDMST: EASY LINE RELAYS, SIGN, POWER SUPPLIES, ACCESSORIES
XB6EAW3B2P | GREEN ILLUMINATED PUSHBUT TO N DIAM 16 F | 1005400 | 914000 | 10% | George | 3.6 IDSIG,IDMST: EASY LINE RELAYS, SIGN, POWER SUPPLIES, ACCESSORIES
XB6EAW4B2P | ILL.PU.BU.R.RE.2NO NC.24V | 632500 | 575000 | 10% | George | 3.6 IDSIG,IDMST: EASY LINE RELAYS, SIGN, POWER SUPPLIES, ACCESSORIES
XB6ECA41P | SQUA.PU.BUT.RE.NO NC.IP65 | 323400 | 294000 | 10% | George | 3.6 IDSIG,IDMST: EASY LINE RELAYS, SIGN, POWER SUPPLIES, ACCESSORIES
XB6ECD221P | SELECTOR SWITCH SQUARE 2 MAINTENED 1 | 614900 | 559000 | 10% | George | 3.6 IDSIG,IDMST: EASY LINE RELAYS, SIGN, POWER SUPPLIES, ACCESSORIES
XB6ECW3B1P | ILL.PU.BUT.S.GR.NO NC.24V | 618200 | 562000 | 10% | George | 3.6 IDSIG,IDMST: EASY LINE RELAYS, SIGN, POWER SUPPLIES, ACCESSORIES
XB6EDA41P | RECT.PU.BUT.RE.NO NC.IP65 | 431200 | 392000 | 10% | George | 3.6 IDSIG,IDMST: EASY LINE RELAYS, SIGN, POWER SUPPLIES, ACCESSORIES
XB6EDD221P | SELECTOR SWITCH RECTANGUL 2 MAINTENED 1 | 614900 | 559000 | 10% | George | 3.6 IDSIG,IDMST: EASY LINE RELAYS, SIGN, POWER SUPPLIES, ACCESSORIES
XB6EDV3BP | RECT.LIGHT.GR.24V.IP65 | 853600 | 776000 | 10% | George | 3.6 IDSIG,IDMST: EASY LINE RELAYS, SIGN, POWER SUPPLIES, ACCESSORIES
XB6EDW1B1P | WHITE ILLUMINATED PUSHBUT TO N DIAM 16 F | 938300 | 853000 | 10% | George | 3.6 IDSIG,IDMST: EASY LINE RELAYS, SIGN, POWER SUPPLIES, ACCESSORIES
XB6EDW3B1P | GREEN ILLUMINATED PUSHBUT TO N DIAM 16 F | 968000 | 880000 | 10% | George | 3.6 IDSIG,IDMST: EASY LINE RELAYS, SIGN, POWER SUPPLIES, ACCESSORIES
XB6ETN521P | EMERGENCY STOP | 1170400 | 1064000 | 10% | George | 3.6 IDSIG,IDMST: EASY LINE RELAYS, SIGN, POWER SUPPLIES, ACCESSORIES
XB7EV03GP | PILOT LIGHT LED GREEN 120V AC | 177100 | 161000 | 10% | George | 3.6 IDSIG,IDMST: EASY LINE RELAYS, SIGN, POWER SUPPLIES, ACCESSORIES
XB7EV04GP | PILOT LIGHT LED RED 120V AC | 177100 | 161000 | 10% | George | 3.6 IDSIG,IDMST: EASY LINE RELAYS, SIGN, POWER SUPPLIES, ACCESSORIES
XB7EV05GP | PILOT LIGHT LED YELLOW 120V AC | 177100 | 161000 | 10% | George | 3.6 IDSIG,IDMST: EASY LINE RELAYS, SIGN, POWER SUPPLIES, ACCESSORIES
XB7EV06GP | PILOT LIGHT LED BLUE 120V AC | 165000 | 150000 | 10% | George | 3.6 IDSIG,IDMST: EASY LINE RELAYS, SIGN, POWER SUPPLIES, ACCESSORIES
XB7EV07BP | 24VAC/DC LED PILOT LIGHT CLEAR IP65 SCRE | 107800 | 98000 | 10% | George | 3.6 IDSIG,IDMST: EASY LINE RELAYS, SIGN, POWER SUPPLIES, ACCESSORIES
XB7EV07MP | 230VAC LED PILOT LIGHT CLEAR IP65 SCREW | 107800 | 98000 | 10% | George | 3.6 IDSIG,IDMST: EASY LINE RELAYS, SIGN, POWER SUPPLIES, ACCESSORIES
XB7EV08GP | PILOT LIGHT LED AMBER 120V AC | 228800 | 208000 | 10% | George | 3.6 IDSIG,IDMST: EASY LINE RELAYS, SIGN, POWER SUPPLIES, ACCESSORIES
XB7EV08MP3 | PILOT LIGHT LED AMBER 230V AC FASTON | 200200 | 182000 | 10% | George | 3.6 IDSIG,IDMST: EASY LINE RELAYS, SIGN, POWER SUPPLIES, ACCESSORIES
XB7EV730P | SLIM RELAY SOCKET 1C O LED 24VAC DC SPRG | 270600 | 246000 | 10% | George | 3.6 IDSIG,IDMST: EASY LINE RELAYS, SIGN, POWER SUPPLIES, ACCESSORIES
XB7EV740P | PL.RD,IP54,CL.TRMS,RES.W/OLAMP | 270600 | 246000 | 10% | George | 3.6 IDSIG,IDMST: EASY LINE RELAYS, SIGN, POWER SUPPLIES, ACCESSORIES
XB7EV770P | PL.TR,IP54,CL.TRMS,RES.W/OLAMP | 270600 | 246000 | 10% | George | 3.6 IDSIG,IDMST: EASY LINE RELAYS, SIGN, POWER SUPPLIES, ACCESSORIES
XB7NA11 | PB - SPRING RTN, WHITE - 1NO | 78100 | 71000 | 10% | George | 3.6 IDSIG,IDMST: EASY LINE RELAYS, SIGN, POWER SUPPLIES, ACCESSORIES
XB7NA15 | PB - SPRING RTN, WHITE - NO AND NC | 150700 | 137000 | 10% | George | 3.6 IDSIG,IDMST: EASY LINE RELAYS, SIGN, POWER SUPPLIES, ACCESSORIES
XB7NA23 | PB - SPRING RTN, BLACK - 2NO | 114400 | 104000 | 10% | George | 3.6 IDSIG,IDMST: EASY LINE RELAYS, SIGN, POWER SUPPLIES, ACCESSORIES
XB7NA3133 | PB - SPRING RTN, GREEN -1NO - WHITE [STA | 111100 | 101000 | 10% | George | 3.6 IDSIG,IDMST: EASY LINE RELAYS, SIGN, POWER SUPPLIES, ACCESSORIES
XB7NA33 | PB - SPRING RTN, GREEN - 2NO | 204600 | 186000 | 10% | George | 3.6 IDSIG,IDMST: EASY LINE RELAYS, SIGN, POWER SUPPLIES, ACCESSORIES
XB7NA4234 | PB - SPRING RTN, RED - 1NC -WHITE [STOP] | 111100 | 101000 | 10% | George | 3.6 IDSIG,IDMST: EASY LINE RELAYS, SIGN, POWER SUPPLIES, ACCESSORIES
XB7NA44 | PB - SPRING RTN, RED - 2NC | 266200 | 242000 | 10% | George | 3.6 IDSIG,IDMST: EASY LINE RELAYS, SIGN, POWER SUPPLIES, ACCESSORIES
XB7NA65 | PB - SPRING RTN, BLUE - NO AND NC | 116600 | 106000 | 10% | George | 3.6 IDSIG,IDMST: EASY LINE RELAYS, SIGN, POWER SUPPLIES, ACCESSORIES
XB7NJ03B1 | ILLUM. P.B - LED - LATCH -1NO - GREEN | 290400 | 264000 | 10% | George | 3.6 IDSIG,IDMST: EASY LINE RELAYS, SIGN, POWER SUPPLIES, ACCESSORIES
XB7NJ04B1 | ILLUM. P.B - LED - LATCH -1NO - RED - 24 | 290400 | 264000 | 10% | George | 3.6 IDSIG,IDMST: EASY LINE RELAYS, SIGN, POWER SUPPLIES, ACCESSORIES
XB7NS8444 | RED EMERGENCY STOP TRIGGER TURN TO RELEA | 537900 | 489000 | 10% | George | 3.6 IDSIG,IDMST: EASY LINE RELAYS, SIGN, POWER SUPPLIES, ACCESSORIES
XB7NW36B1 | ILLUM P.B - LED - SPRING RTN -1NO - BLU | 211200 | 192000 | 10% | George | 3.6 IDSIG,IDMST: EASY LINE RELAYS, SIGN, POWER SUPPLIES, ACCESSORIES
XB7NW37B1 | ILLUM. P.B - LED - SPRING RTN -1NO - CLE | 211200 | 192000 | 10% | George | 3.6 IDSIG,IDMST: EASY LINE RELAYS, SIGN, POWER SUPPLIES, ACCESSORIES
XB7NW38M1 | ILLUM. P.B - LED - SPRING RTN -1NO - YEL | 345400 | 314000 | 10% | George | 3.6 IDSIG,IDMST: EASY LINE RELAYS, SIGN, POWER SUPPLIES, ACCESSORIES
XBKH70000002M | TOTALISING TIMER EM. | 1116500 | 1015000 | 10% | George | 3.6 IDSIG,IDMST: EASY LINE RELAYS, SIGN, POWER SUPPLIES, ACCESSORIES
XBKH70000004M | TOTALISING TIMER EM. | 1449800 | 1318000 | 10% | George | 3.6 IDSIG,IDMST: EASY LINE RELAYS, SIGN, POWER SUPPLIES, ACCESSORIES
XBKH81000033E | TOTALISING TIMER EL. | 2949100 | 2681000 | 10% | George | 3.6 IDSIG,IDMST: EASY LINE RELAYS, SIGN, POWER SUPPLIES, ACCESSORIES
XBKP61230G30E | PREDETERMINING COUNTER EL | 10286100 | 9351000 | 10% | George | 3.6 IDSIG,IDMST: EASY LINE RELAYS, SIGN, POWER SUPPLIES, ACCESSORIES
XBKT70000U00M | TOTALISING COUNTER EM. | 2734600 | 2486000 | 10% | George | 3.6 IDSIG,IDMST: EASY LINE RELAYS, SIGN, POWER SUPPLIES, ACCESSORIES
XBKT80000U00M | TOTALISING COUNTER EM. | 3428700 | 3117000 | 10% | George | 3.6 IDSIG,IDMST: EASY LINE RELAYS, SIGN, POWER SUPPLIES, ACCESSORIES
XD2GA8221 | CONTROLLER | 4233900 | 3849000 | 10% | George | 3.6 IDSIG,IDMST: EASY LINE RELAYS, SIGN, POWER SUPPLIES, ACCESSORIES
XD2GA8421 | CONTROLLER | 4543000 | 4130000 | 10% | George | 3.6 IDSIG,IDMST: EASY LINE RELAYS, SIGN, POWER SUPPLIES, ACCESSORIES
XD2PA22 | CONTROLLER | 2844600 | 2586000 | 10% | George | 3.6 IDSIG,IDMST: EASY LINE RELAYS, SIGN, POWER SUPPLIES, ACCESSORIES
XD2PA24 | CONTROLLER | 3683900 | 3349000 | 10% | George | 3.6 IDSIG,IDMST: EASY LINE RELAYS, SIGN, POWER SUPPLIES, ACCESSORIES
XD2PA438057 | CONTROLLER | 6017000 | 5470000 | 10% | George | 3.6 IDSIG,IDMST: EASY LINE RELAYS, SIGN, POWER SUPPLIES, ACCESSORIES
XD4PA14 | JOYSTICK | 3033800 | 2758000 | 10% | George | 3.6 IDSIG,IDMST: EASY LINE RELAYS, SIGN, POWER SUPPLIES, ACCESSORIES
XD4PA22 | JOYSTICK | 2187900 | 1989000 | 10% | George | 3.6 IDSIG,IDMST: EASY LINE RELAYS, SIGN, POWER SUPPLIES, ACCESSORIES
XD4PA24 | JOYSTICK | 2890800 | 2628000 | 10% | George | 3.6 IDSIG,IDMST: EASY LINE RELAYS, SIGN, POWER SUPPLIES, ACCESSORIES
XDAV11131 | ANALOG JOYSTICK | 11649000 | 10590000 | 10% | George | 3.6 IDSIG,IDMST: EASY LINE RELAYS, SIGN, POWER SUPPLIES, ACCESSORIES
XE2SP4151 | CONTACT ELEMENT | 266200 | 242000 | 10% | George | 3.6 IDSIG,IDMST: EASY LINE RELAYS, SIGN, POWER SUPPLIES, ACCESSORIES
XEND2641 | SPRING RETURN CONTACT BLOCK 1 OC AND 1 N | 2427700 | 2207000 | 10% | George | 3.6 IDSIG,IDMST: EASY LINE RELAYS, SIGN, POWER SUPPLIES, ACCESSORIES
XENG1191 | SPRING RETURN CONTACT BLOCK 1 NC AND 2 N | 290400 | 264000 | 10% | George | 3.6 IDSIG,IDMST: EASY LINE RELAYS, SIGN, POWER SUPPLIES, ACCESSORIES
XENG1491 | SPRING RETURN CONTACT BLOCK 1 NC AND 2 N | 279400 | 254000 | 10% | George | 3.6 IDSIG,IDMST: EASY LINE RELAYS, SIGN, POWER SUPPLIES, ACCESSORIES
XKBA1233CA | CONTROLLER | 18202800 | 16548000 | 10% | George | 3.6 IDSIG,IDMST: EASY LINE RELAYS, SIGN, POWER SUPPLIES, ACCESSORIES
XKBA16030 | CONTROLLER | 20071700 | 18247000 | 10% | George | 3.6 IDSIG,IDMST: EASY LINE RELAYS, SIGN, POWER SUPPLIES, ACCESSORIES
XKDZ901 | CONTACT BLOCK | 523600 | 476000 | 10% | George | 3.6 IDSIG,IDMST: EASY LINE RELAYS, SIGN, POWER SUPPLIES, ACCESSORIES
XKDZ902 | CONTACT BLOCK | 523600 | 476000 | 10% | George | 3.6 IDSIG,IDMST: EASY LINE RELAYS, SIGN, POWER SUPPLIES, ACCESSORIES
PFXEXEDV40 | HMI Screen Editor GP-Pro EX Ver.4.0 | 12606000 | 11460000 | 10% | Michael | 7.1 IDHMI : HUMAN MACHINE INTFC (PROFACE)
PFXEXGRPLS4010 | GP-Pro EX Ver.4.0 Editor Group License (10 license/lot) | 49409800 | 44918000 | 10% | Michael | 7.1 IDHMI : HUMAN MACHINE INTFC (PROFACE)
PFXEXRHSLS | Pro-face Remote HMI Server Software to operate Windows programs via the Pro-face Remote HMI APP on any Android or iOS device, | 23024100 | 20931000 | 10% | Michael | 7.1 IDHMI : HUMAN MACHINE INTFC (PROFACE)
PFXEXSDVV13 | Pro-Server EX Ver.1.3 Developer PC software to communicate with GP via Ethernet | 20863700 | 18967000 | 10% | Michael | 7.1 IDHMI : HUMAN MACHINE INTFC (PROFACE)
PFXEXVW | License for remote monitoring software, GP-Viewer EX. Corresponding model: GP3000 Series with Ethernet, IPC Series with WinGP. | 8608600 | 7826000 | 10% | Michael | 7.1 IDHMI : HUMAN MACHINE INTFC (PROFACE)
PFXEXVWLS30 | 30 licenses for the GP-Viewer EX | 47361600 | 43056000 | 10% | Michael | 7.1 IDHMI : HUMAN MACHINE INTFC (PROFACE)
PFXEXWGIP | WinGP (for Pro-face IPC series) | 10626000 | 9660000 | 10% | Michael | 7.1 IDHMI : HUMAN MACHINE INTFC (PROFACE)
PFXEXWGPC | USB License key for using WinGP on PC. | 52028900 | 47299000 | 10% | Michael | 7.1 IDHMI : HUMAN MACHINE INTFC (PROFACE)
PFXFP5600TPD | 12"Industrial Flat Panel Display with XGA resolution, analog multi-touch, 12~24VDC, DVI-D input as well as front side USB host + device port | 84749500 | 77045000 | 10% | Michael | 7.1 IDHMI : HUMAN MACHINE INTFC (PROFACE)
PFXFP5700TPD | 15"Industrial Flat Panel Display with XGA resolution, analog multi-touch, 12~24VDC, DVI-D input as well as front side USB host + device port | 93897100 | 85361000 | 10% | Michael | 7.1 IDHMI : HUMAN MACHINE INTFC (PROFACE)
PFXGM4201TAD | 3.5", 65,536-color TFT, QVGA, Serial I/F, USB TypeA, miniB, Ethernet, DC24V | 12412400 | 11284000 | 10% | Michael | 7.1 IDHMI : HUMAN MACHINE INTFC (PROFACE)
PFXGM4301TAD | 5.7", 65,536-color TFT, QVGA, Serial I/F, USB TypeA, miniB, Ethernet, DC24V | 15937900 | 14489000 | 10% | Michael | 7.1 IDHMI : HUMAN MACHINE INTFC (PROFACE)
PFXGM4B01D | Modular type, Serial I/F, USB TypeA, miniB, Ethernet, DC24V | 9145400 | 8314000 | 10% | Michael | 7.1 IDHMI : HUMAN MACHINE INTFC (PROFACE)
PFXGP3200AAD |  | 14140500 | 12855000 | 10% | Michael | 7.1 IDHMI : HUMAN MACHINE INTFC (PROFACE)
PFXGP3300TADFN | AGP-3300T (flex type) (DC24V) 5.7 inch | 87709600 | 79736000 | 10% | Michael | 7.1 IDHMI : HUMAN MACHINE INTFC (PROFACE)
PFXGP3500TAADC | AGP3500-T1-AF-D81C | 104012700 | 94557000 | 10% | Michael | 7.1 IDHMI : HUMAN MACHINE INTFC (PROFACE)
PFXGP4104G1D | 3.4” monochrome, 16 levels of grayscale, 3-color LED backlight (Green/Orange/Red), Ethernet(100base), USB A/mini B, DC24V | 10771200 | 9792000 | 10% | Michael | 7.1 IDHMI : HUMAN MACHINE INTFC (PROFACE)
PFXGP4104W1D | 3.4” monochrome, 16 levels of grayscale, 3-color LED backlight (White/Pink/Red), Ethernet(100Base), USB A/mini B, DC24V | 10728300 | 9753000 | 10% | Michael | 7.1 IDHMI : HUMAN MACHINE INTFC (PROFACE)
PFXGP4105G1D | 3.4” monochrome, 16 levels of grayscale, 3-color LED backlight (Green/Orange/Red), RS-232C, USB A/mini B, DC24V | 5976300 | 5433000 | 10% | Michael | 7.1 IDHMI : HUMAN MACHINE INTFC (PROFACE)
PFXGP4105W1D | 3.4” monochrome, 16 levels of grayscale, 3-color LED backlight (White/Pink/Red), RS-232C, USB A/mini B, DC24V | 5295400 | 4814000 | 10% | Michael | 7.1 IDHMI : HUMAN MACHINE INTFC (PROFACE)
PFXGP4106G1D | 3.4” monochrome, 16 levels of grayscale, 3-color LED backlight (Green/Orange/Red), RS-422/485, USB A/mini B, DC24V | 6426200 | 5842000 | 10% | Michael | 7.1 IDHMI : HUMAN MACHINE INTFC (PROFACE)
PFXGP4106W1D | 3.4” monochrome, 16 levels of grayscale, 3-color LED backlight (White/Pink/Red), RS-422/485, USB A/mini B, DC24V | 7120300 | 6473000 | 10% | Michael | 7.1 IDHMI : HUMAN MACHINE INTFC (PROFACE)
PFXGP4107W1D | 3.4” monochrome, 16 levels of grayscale, 3-color LED backlight (White/Pink/Red), RS-485 (isolated), USB A/mini B, DC24V | 8881400 | 8074000 | 10% | Michael | 7.1 IDHMI : HUMAN MACHINE INTFC (PROFACE)
PFXGP4114T1D | 4.3"W TFT 65,536 colors, Ethernet, USB A/mini B, DC12-24V, BLUE Runtime | 12435500 | 11305000 | 10% | Michael | 7.1 IDHMI : HUMAN MACHINE INTFC (PROFACE)
PFXGP4114T2D | 4.3"W TFT 65,536 colors, Ethernet, USB A/mini B, DC12-24V | 12435500 | 11305000 | 10% | Michael | 7.1 IDHMI : HUMAN MACHINE INTFC (PROFACE)
PFXGP4115T1D | 4.3"W TFT 65,536 colors, RS232C, USB A/mini B, DC12-24V, BLUE Runtime | 10458800 | 9508000 | 10% | Michael | 7.1 IDHMI : HUMAN MACHINE INTFC (PROFACE)
PFXGP4115T2D | 4.3"W TFT 65,536 colors, RS232C, USB A/mini B, DC12-24V | 10458800 | 9508000 | 10% | Michael | 7.1 IDHMI : HUMAN MACHINE INTFC (PROFACE)
PFXGP4116T1D | 4.3"W TFT 65,536 colors, RS422/485, USB A/mini B, DC12-24V, BLUE Runtime | 10458800 | 9508000 | 10% | Michael | 7.1 IDHMI : HUMAN MACHINE INTFC (PROFACE)
PFXGP4116T2D | 4.3"W TFT 65,536 colors, RS422/485, USB A/mini B, DC12-24V | 10458800 | 9508000 | 10% | Michael | 7.1 IDHMI : HUMAN MACHINE INTFC (PROFACE)
PFXGP4201TAD | 3.5-inch TFT, 65,536 colors, QVGA 320 x 240 pixels, Analog Touch Panel, Ethernet I/F, RS-232C/422, USB A/mini-B I/F x 1 each, Secondary Back-up Battery, DC24V | 24084500 | 21895000 | 10% | Michael | 7.1 IDHMI : HUMAN MACHINE INTFC (PROFACE)
PFXGP4201TADW | 3.5-inch TFT, 65,536 colors, QVGA 320 x 240 pixels, Analog Touch Panel, COM I/F x 2, USB A/mini-B I/F x 1 each, Secondary Back-up Battery, DC24V | 17382200 | 15802000 | 10% | Michael | 7.1 IDHMI : HUMAN MACHINE INTFC (PROFACE)
PFXGP4203TAD | 3.5-inch TFT, 65,536 colors, QVGA 320 x 240 pixels, Analog Touch Panel, Ethernet I/F, RS-485(Isolated), USB A/mini-B I/F x 1 each, Secondary Back-up Battery, DC24V | 26788300 | 24353000 | 10% | Michael | 7.1 IDHMI : HUMAN MACHINE INTFC (PROFACE)
PFXGP4301TAD | 5.7-inch TFT, 65,536 colors, QVGA 320 x 240 pixels, Analog Touch Panel, Ethernet I/F, COM I/F x 2、USB A/mini-B I/F x 1 each, SD Card I/F, DC24V | 39977300 | 36343000 | 10% | Michael | 7.1 IDHMI : HUMAN MACHINE INTFC (PROFACE)
PFXGP4301TADC | 5.7-inch TFT, 65,536 colors, QVGA 320 x 240 pixels, Analog Touch Panel, Ethernet I/F, COM I/F x 2, USB A/mini-B I/F x 1 each, SD Card I/F, DC24V, Coated Model | 78553200 | 71412000 | 10% | Michael | 7.1 IDHMI : HUMAN MACHINE INTFC (PROFACE)
PFXGP4301TADW | 5.7-inch TFT, 65,536 colors, QVGA 320 x 240 pixels, Analog Touch Panel, Ethernet I/F, COM I/F x 2, USB A/mini-B I/F ｘ 1 each, Secondary Back-up Battery, DC24V | 27199700 | 24727000 | 10% | Michael | 7.1 IDHMI : HUMAN MACHINE INTFC (PROFACE)
PFXGP4301TADWC | 5.7-inch TFT, 65,536 colors, QVGA 320 x 240 pixels, Analog Touch Panel, Ethernet I/F, COM x 2, USB A/mini-B I/F x 1 each, Secondary Back-up Battery, DC24V, Coated Model | 60740900 | 55219000 | 10% | Michael | 7.1 IDHMI : HUMAN MACHINE INTFC (PROFACE)
PFXGP4303TAD | 5.7-inch TFT, 65,536 colors, QVGA 320 x 240 pixels, Analog Touch Panel, Ethernet I/F, RS-232C, RS-485(Isolated), USB A/mini-B I/F x 1 each, SD Card I/F, DC24V | 40191800 | 36538000 | 10% | Michael | 7.1 IDHMI : HUMAN MACHINE INTFC (PROFACE)
PFXGP4311HTAD | GP-4311HT | 41644900 | 37859000 | 10% | Michael | 7.1 IDHMI : HUMAN MACHINE INTFC (PROFACE)
PFXGP4311HTADER | PFXGP4311HTADER | 55244200 | 50222000 | 10% | Michael | 7.1 IDHMI : HUMAN MACHINE INTFC (PROFACE)
PFXGP4401TAD | 7.5-inch TFT, 65,536 colors, VGA 640 x 480 pixels, Analog Touch Panel, Ethernet I/F, COM I/F x 2, USB A/mini-B I/F x 1 each, SD Card I/F, DC24V | 47591500 | 43265000 | 10% | Michael | 7.1 IDHMI : HUMAN MACHINE INTFC (PROFACE)
PFXGP4401WADW | 7.0-inch Wide TFT, 65,536 colors, WVGA 800 x 480 pixels, Analog Touch Panel, Ethernet I/F, COM I/F x 2, USB A/mini-B I/F x 1 each, SD Card I/F, DC24V | 36914900 | 33559000 | 10% | Michael | 7.1 IDHMI : HUMAN MACHINE INTFC (PROFACE)
PFXGP4501TAA | 10.4-inch TFT, 65,536 colors, VGA 640 x 480 pixels, Analog Touch Panel, Ethernet I/F, COM I/F x 2, USB A/mini-B I/F x 1 each, SD Card I/F, AC100-240V | 62471200 | 56792000 | 10% | Michael | 7.1 IDHMI : HUMAN MACHINE INTFC (PROFACE)
PFXGP4501TAAC | 10.4-inch TFT, 65,536 colors, VGA 640 x 480 pixels, Analog Touch Panel, Ethernet I/F, COM I/F x 2, USB A/mini-B I/F x 1 each, SD Card I/F, AC100-240V, Coated Model | 99594000 | 90540000 | 10% | Michael | 7.1 IDHMI : HUMAN MACHINE INTFC (PROFACE)
PFXGP4501TAD | 10.4-inch TFT, 65,536 colors, VGA 640 x 480 pixels, Analog Touch Panel, Ethernet I/F, COM I/F x 2, USB A/mini-B I/F x 1 each, SD Card I/F, DC24V | 62471200 | 56792000 | 10% | Michael | 7.1 IDHMI : HUMAN MACHINE INTFC (PROFACE)
PFXGP4501TADC | 10.4-inch TFT, 65,536 colors, VGA 640 x 480 pixels, Analog Touch Panel, Ethernet I/F, COM I/F x 2, USB A/mini-B I/F ｘ 1 each, SD Card I/F, DC24V, Coated Model | 99594000 | 90540000 | 10% | Michael | 7.1 IDHMI : HUMAN MACHINE INTFC (PROFACE)
PFXGP4501TADW | 10.4-inch TFT, 65,536 colors, VGA 640 x 480 pixels, Analog Touch Panel, Ethernet I/F, COM I/F x 2, USB A/mini-B I/F x 1 each, SD Card I/F, DC24V | 50657200 | 46052000 | 10% | Michael | 7.1 IDHMI : HUMAN MACHINE INTFC (PROFACE)
PFXGP4501TADWF0C | PFXGP4501TADW, Bezel: Gray, Overlay: Silver, Coated: Yes | 50878300 | 46253000 | 10% | Michael | 7.1 IDHMI : HUMAN MACHINE INTFC (PROFACE)
PFXGP4501TMA | 10.4-inch TFT, 65,536 colors, VGA 640 x 480 pixels, Matrix Touch Panel, Ethernet I/F, COM I/F x 2, USB A/mini-B I/F x 1 each、SD Card I/F, AC100-240V | 88568700 | 80517000 | 10% | Michael | 7.1 IDHMI : HUMAN MACHINE INTFC (PROFACE)
PFXGP4501TMD | 10.4-inch TFT, 65,536 colors, VGA 640 x 480 pixels, Matrix Touch Panel, Ethernet I/F, COM I/F x 2, USB A/mini-B I/F x 1 each, SD Card I/F, DC24V | 88568700 | 80517000 | 10% | Michael | 7.1 IDHMI : HUMAN MACHINE INTFC (PROFACE)
PFXGP4503TAD | PFXGP4503TAD | 61184200 | 55622000 | 10% | Michael | 7.1 IDHMI : HUMAN MACHINE INTFC (PROFACE)
PFXGP4521TAA | PFXGP4521TAA | 81505600 | 74096000 | 10% | Michael | 7.1 IDHMI : HUMAN MACHINE INTFC (PROFACE)
PFXGP4601TAA | 12.1-inch TFT, 65,536 colors, SVGA 800 x 600 pixels, Analog Touch Panel, Ethernet I/F, COM I/F x 2, USB A/mini-B I/F x 1 each, SD Card I/F, AC100-240V | 68461800 | 62238000 | 10% | Michael | 7.1 IDHMI : HUMAN MACHINE INTFC (PROFACE)
PFXGP4601TAAC | 12.1-inch TFT, 65,536 colors, SVGA 800 x 600 pixels, Analog Touch Panel, Ethernet I/F, COM I/F x 2, USB A/mini-B I/F x 1 each, SD Card I/F, AC100-240V, Coated Model | 120971400 | 109974000 | 10% | Michael | 7.1 IDHMI : HUMAN MACHINE INTFC (PROFACE)
PFXGP4601TAD | 12.1-inch TFT, 65,536 colors, SVGA 800 x 600 pixels, Analog Touch Panel, Ethernet I/F, COM I/F x 2, USB A/mini-B I/F x 1 each, SD Card I/F, DC24V | 68461800 | 62238000 | 10% | Michael | 7.1 IDHMI : HUMAN MACHINE INTFC (PROFACE)
PFXGP4601TADC | 12.1-inch TFT, 65,536 colors, SVGA 800 x 600 pixels, Analog Touch Panel, Ethernet I/F, COM I/F x 2, USB A/mini-B I/F ｘ 1 each, SD Card I/F, DC24V, Coated Model | 117689000 | 106990000 | 10% | Michael | 7.1 IDHMI : HUMAN MACHINE INTFC (PROFACE)
PFXGP4601TMA | 12.1-inch TFT, 65,536 colors, SVGA 800 x 600 pixels, Matrix Touch Panel, Ethernet I/F, COM I/F x 2, USB A/mini-B I/F x 1 each, SD Card I/F, AC100-240V | 106713200 | 97012000 | 10% | Michael | 7.1 IDHMI : HUMAN MACHINE INTFC (PROFACE)
PFXGP4601TMD | 12.1-inch TFT, 65,536 colors, SVGA 800 x 600 pixels, Matrix Touch Panel, Ethernet I/F, COM I/F x 2, USB A/mini-B I/F x 1 each, SD Card I/F, DC24V | 106713200 | 97012000 | 10% | Michael | 7.1 IDHMI : HUMAN MACHINE INTFC (PROFACE)
PFXGP4603TAD | 12.1-inch TFT, 65,536 colors, SVGA 800 x 600 pixels, Analog Touch Panel, Ethernet I/F, RS-232C, RS-485（Isolated）, USB A/mini-B I/F x 1 each, SD Card I/F, DC24V | 76429100 | 69481000 | 10% | Michael | 7.1 IDHMI : HUMAN MACHINE INTFC (PROFACE)
PFXGP4621TAD | PFXGP4621TAD | 87221200 | 79292000 | 10% | Michael | 7.1 IDHMI : HUMAN MACHINE INTFC (PROFACE)
PFXGP4G01DNWLS | IIOT Gateway | 22056100 | 20051000 | 10% | Michael | 7.1 IDHMI : HUMAN MACHINE INTFC (PROFACE)
PFXHTB1C0DM9LP | CANopen slave unit (max. extension 7 EX modules) DC24V Input 12-Point, Relay Output 6-Point, transistor Source output built-in 2-Point | 14668500 | 13335000 | 10% | Michael | 7.1 IDHMI : HUMAN MACHINE INTFC (PROFACE)
PFXLM4201TADAC | 3.5-inch TFT,65,536 colors, QVGA 320 x 240 pixels, Analog Touch Panel, Modular type, COM I/F(RJ45), Ethernet I/F, CANopen I/F(Master), USB A/mini-B I/F x 1, Analog I/O:Input（Voltage/Current x 2, Temperature input x 2） Output（Voltage/Current x 2）, Digital I/O:Input12 points（High-speed Counter/Pulse Catch input is include) , Output 6 points, Pulse/PWM Output 2 points ,Source Input, DC24V(Main unit) | 38767300 | 35243000 | 10% | Michael | 7.1 IDHMI : HUMAN MACHINE INTFC (PROFACE)
PFXLM4201TADAK | 3.5-inch TFT,65,536 colors, QVGA 320 x 240 pixels, Analog Touch Panel, Modular type, COM I/F(RJ45), Ethernet I/F, CANopen I/F(Master), USB A/mini-B I/F x 1, Analog I/O:Input（Voltage/Current x 2, Temperature input x 2） Output（Voltage/Current x 2）, Digital I/O:Input12 points （High-speed Counter/Pulse Catch input is include) , Output 6 points , Pulse/PWM output 2 points , Sink Input, DC24V(Main unit) | 24880900 | 22619000 | 10% | Michael | 7.1 IDHMI : HUMAN MACHINE INTFC (PROFACE)
PFXLM4201TADDC | 3.5-inch TFT,65,536 colors, QVGA 320 x 240 pixels, Analog Touch Panel, Modular type, COM I/F(RJ45), Ethernet I/F, CANopen I/F(Master), USB A/mini-B I/F x 1, Digital I/O:Input20 points （High-speed Counter/Pulse Catch input is include) , Output 10 points , Pulse/PWM Output 2 points ,Source Input, DC24V(Main unit) | 23193500 | 21085000 | 10% | Michael | 7.1 IDHMI : HUMAN MACHINE INTFC (PROFACE)
PFXLM4201TADDK | 3.5-inch TFT,65,536 colors, QVGA 320 x 240 pixels, Analog Touch Panel, Modular type, COM I/F(RJ45), Ethernet I/F, CANopen I/F(Master), USB A/mini-B I/F x 1, Digital I/O:Input20 points （High-speed Counter/Pulse Catch input is include) , Output 10 points, Pulse/PWM Output 2 points , Sink Input, DC24V(Main unit) | 20029900 | 18209000 | 10% | Michael | 7.1 IDHMI : HUMAN MACHINE INTFC (PROFACE)
PFXLM4301TADAC | 5.7-inch TFT,65,536 colors, QVGA 320 x 240 pixels, Analog Touch Panel, Modular type, COM I/F(RJ45), Ethernet I/F, CANopen I/F(Master), USB A/mini-B I/F x 1, Analog I/O:Input（Voltage/Current x 2, Temperature input x 2） Output（Voltage/Current x 2）, Digital I/O:Input12 points（High-speed Counter/Pulse Catch input is include) , Output 6 points, Pulse/PWM Output 2 points ,Source Input, DC24V(Main unit) | 33333300 | 30303000 | 10% | Michael | 7.1 IDHMI : HUMAN MACHINE INTFC (PROFACE)
PFXLM4301TADAK | 5.7-inch TFT,65,536 colors, QVGA 320 x 240 pixels, Analog Touch Panel, Modular type, COM I/F(RJ45), Ethernet I/F, CANopen I/F(Master), USB A/mini-B I/F x 1, Analog I/O:Input（Voltage/Current x 2, Temperature input x 2） Output（Voltage/Current x 2）, Digital I/O:Input12 points （High-speed Counter/Pulse Catch input is include) , Output 6 points , Pulse/PWM output 2 points , Sink Input, DC24V(Main unit) | 30921000 | 28110000 | 10% | Michael | 7.1 IDHMI : HUMAN MACHINE INTFC (PROFACE)
PFXLM4301TADDC | 5.7-inch TFT,65,536 colors, QVGA 320 x 240 pixels, Analog Touch Panel, Modular type, COM I/F(RJ45), Ethernet I/F, CANopen I/F(Master), USB A/mini-B I/F x 1, Digital I/O:Input20 points （High-speed Counter/Pulse Catch input is include) , Output 10 points , Pulse/PWM Output 2 points ,Source Input, DC24V(Main unit) | 23893100 | 21721000 | 10% | Michael | 7.1 IDHMI : HUMAN MACHINE INTFC (PROFACE)
PFXLM4301TADDK | 5.7-inch TFT,65,536 colors, QVGA 320 x 240 pixels, Analog Touch Panel, Modular type, COM I/F(RJ45), Ethernet I/F, CANopen I/F(Master), USB A/mini-B I/F x 1, Digital I/O:Input20 points （High-speed Counter/Pulse Catch input is include) , Output 10 points, Pulse/PWM Output 2 points , Sink Input, DC24V(Main unit) | 24153800 | 21958000 | 10% | Michael | 7.1 IDHMI : HUMAN MACHINE INTFC (PROFACE)
PFXLM4B01DAC | Modular type, COM I/F(RJ45), Ethernet I/F, CANopen I/F(Master), USB A/mini-B I/F x 1, Analog I/O:Input（Voltage/Current x 2, Temperature input x 2） Output（Voltage/Current x 2）, Digital I/O:Input12 points（High-speed Counter/Pulse Catch input is include) Output 6 points,Pulse/PWM Output 2points, Source Input, DC24V(Main unit) | 24502500 | 22275000 | 10% | Michael | 7.1 IDHMI : HUMAN MACHINE INTFC (PROFACE)
PFXLM4B01DAK | Modular type, COM I/F(RJ45), Ethernet I/F, CANopen I/F(Master), USB A/mini-B I/F x 1, Analog I/O:Input（Voltage/Current x 2, Temperature input x 2） Output（Voltage/Current x 2）, Digital I/O:Input12 points （High-speed Counter/Pulse Catch input is include) Output 6 points,Pulse/PWM Output 2points,Sink Input, DC24V(Main unit) | 24502500 | 22275000 | 10% | Michael | 7.1 IDHMI : HUMAN MACHINE INTFC (PROFACE)
PFXLM4B01DAKFF | Multi-Converter for Fanuc CNC | 29672500 | 26975000 | 10% | Michael | 7.1 IDHMI : HUMAN MACHINE INTFC (PROFACE)
PFXLM4B01DDC | Modular type, COM I/F(RJ45), Ethernet I/F, CANopen I/F(Master), USB A/mini-B I/F x 1, Digital I/O:Input20 points （High-speed Counter/Pulse Catch input is include) Output 10 points,Pulse/PWM Output 2points,Source Input, DC24V(Main unit) | 18168700 | 16517000 | 10% | Michael | 7.1 IDHMI : HUMAN MACHINE INTFC (PROFACE)
PFXLM4B01DDK | Modular type, COM I/F(RJ45), Ethernet I/F, CANopen I/F(Master), USB A/mini-B I/F x 1, Digital I/O:Input20 points （High-speed Counter/Pulse Catch input is include) Output 10 points,Pulse/PWM Output 2points,Sink Input, DC24V(Main unit) | 13840200 | 12582000 | 10% | Michael | 7.1 IDHMI : HUMAN MACHINE INTFC (PROFACE)
PFXLT3300TADC | 5.7-inch TFT, 65,536 colors, QVGA 320 x 240 pixels, Analog Touch Panel, Ethernet I/F, COM I/F x 1, USB A I/F x 1 ,EX Module I/F x 1,Digital I/O:16-point inputs/outputs,Source,DC24V | 63783500 | 57985000 | 10% | Michael | 7.1 IDHMI : HUMAN MACHINE INTFC (PROFACE)
PFXLT3300TADK | 5.7-inch TFT, 65,536 colors, QVGA 320 x 240 pixels, Analog Touch Panel, Ethernet I/F, COM I/F x 1, USB A I/F x 1 ,EX Module I/F x 1,Digital I/O:16-point inputs/outputs,Sink,DC24V | 73120300 | 66473000 | 10% | Michael | 7.1 IDHMI : HUMAN MACHINE INTFC (PROFACE)
PFXPP16AEA25P10N00 | IPC 12.1",PS-4600 Core i3 3217UE, Alminum Bezel, 2Slots (PCI x2), AC, 2 GB (2GB x 1), Windows 7 Ultimate (32bit), HDD 500GB, DVD multi drive, None, None | 281815600 | 256196000 | 10% | Michael | 7.1 IDHMI : HUMAN MACHINE INTFC (PROFACE)
PFXPS2HN3D80N0NN00 | Industrial Slim Personal Computer 15.6-inch, PCAP Touch panel, 8GB RAM, WHD 1366 x 768 pixcels, Core i3 1.6GHz, COM(RS-232C/422/485) 1ch, 10BASE-T/100BASE-TX/1000BASE-T Ethernet 2ch, USB3.0 x2, DDR3L 8GB RAM, mPCI x1, DC24V, | 226494400 | 205904000 | 10% | Michael | 7.1 IDHMI : HUMAN MACHINE INTFC (PROFACE)
PFXPS2KN3D80N0NN00 | Industrial Slim Personal Computer 18.5-inch, PCAP Touch panel, 8GB RAM, WHD 1366 x 768 pixcels, Core i3 1.6GHz, COM(RS-232C/422/485) 1ch, 10BASE-T/100BASE-TX/1000BASE-T Ethernet 2ch, USB3.0 x2, DDR3L 8GB RAM, mPCI x1, DC24V | 307797600 | 279816000 | 10% | Michael | 7.1 IDHMI : HUMAN MACHINE INTFC (PROFACE)
PFXSP5400WAD | For SP5000 Series Advanced Display 7.0-inch Wide TFT, 262,000 colors, WVGA 800 x 480 pixels, Analog Touch Panel, DC24V | 33776600 | 30706000 | 10% | Michael | 7.1 IDHMI : HUMAN MACHINE INTFC (PROFACE)
PFXSP5500TPD | For SP5000 Series Premium Display 10.4-inch TFT, 16M colors, SVGA 800 x 600 pixels, Analog Touch Panel(Multi touch), Front USB A/mini-B I/F x 1 each, DC24V | 45789700 | 41627000 | 10% | Michael | 7.1 IDHMI : HUMAN MACHINE INTFC (PROFACE)
PFXSP5500WAD | For SP5000 Series Advanced Display 10.1-inch Wide TFT, 262,000 colors, WVGA 1280 x 800 pixels, Analog Touch Panel, DC24V | 47424300 | 43113000 | 10% | Michael | 7.1 IDHMI : HUMAN MACHINE INTFC (PROFACE)
PFXSP5600TPD | For SP5000 Series Premium Display 12.1-inch TFT, 16M colors, XGA 1024 x 768 pixels, Analog Touch Panel(Multi touch), Front USB A/mini-B I/F x 1 each, DC24V | 66440000 | 60400000 | 10% | Michael | 7.1 IDHMI : HUMAN MACHINE INTFC (PROFACE)
PFXSP5600WAD | For SP5000 Series Advanced Display 12.1-inch Wide TFT, 262,000 colors, WXGA 1280 x 768 pixels, Analog Touch Panel, DC24V | 61656100 | 56051000 | 10% | Michael | 7.1 IDHMI : HUMAN MACHINE INTFC (PROFACE)
PFXSP5700TPD | For SP5000 Series Premium Display 15-inch TFT, 16M colors, XGA 1024 x 768 pixels, Analog Touch Panel(Multi touch), Front USB A/mini-B I/F x 1 each, DC24V | 76930700 | 69937000 | 10% | Michael | 7.1 IDHMI : HUMAN MACHINE INTFC (PROFACE)
PFXSP5800WCD | PFXSP5800WCD | 104064400 | 94604000 | 10% | Michael | 7.1 IDHMI : HUMAN MACHINE INTFC (PROFACE)
PFXSP5B10 | For SP5000 Series Power Box Ethernet I/F x 2, COM I/F x 2, USB A I/F x 2, USB mini-B I/F, SD Card I/F x 2, AUX I/F, Expansion Unit I/F | 27336100 | 24851000 | 10% | Michael | 7.1 IDHMI : HUMAN MACHINE INTFC (PROFACE)
PFXSP5B41 | PFXSP5B41 | 76283900 | 69349000 | 10% | Michael | 7.1 IDHMI : HUMAN MACHINE INTFC (PROFACE)
PFXXM4200TP | For LT4000M/GP4000M Series Display Modular type, 3.5-inch TFT,65,536 colors, QVGA 320 x 240 pixels, Analog Touch Panel | 26504500 | 24095000 | 10% | Michael | 7.1 IDHMI : HUMAN MACHINE INTFC (PROFACE)
PFXXM4300TP | For LT4000M/GP4000M Series Display Modular type, 5.7-inch TFT,65,536 colors, QVGA 320 x 240 pixels, Analog Touch Panel | 63435900 | 57669000 | 10% | Michael | 7.1 IDHMI : HUMAN MACHINE INTFC (PROFACE)
PFXZC0BL61 | BACKLIGHT FOR GP230*/GLC2300 | 877800 | 798000 | 10% | Michael | 7.1 IDHMI : HUMAN MACHINE INTFC (PROFACE)
PFXZC3ADCM1 | COM port Conversion Adapter, for GP3000 | 445500 | 405000 | 10% | Michael | 7.1 IDHMI : HUMAN MACHINE INTFC (PROFACE)
PFXZC3ADR41 | Connector Terminal Adapter, for GP3000 | 687500 | 625000 | 10% | Michael | 7.1 IDHMI : HUMAN MACHINE INTFC (PROFACE)
PFXZC3CBCVR21 | RS-232C Conversion Cable, 9 to 25 pin, for GP3000 | 620400 | 564000 | 10% | Michael | 7.1 IDHMI : HUMAN MACHINE INTFC (PROFACE)
PFXZC3CBCVR41 | RS-422 Conversion Cable, 9 to 25 pin, for GP3000 | 800800 | 728000 | 10% | Michael | 7.1 IDHMI : HUMAN MACHINE INTFC (PROFACE)
PFXZC3CBFX11 | Mitsubishi FX CPU Direct Connection Cable, 1M, for ST and GP3000 | 2121900 | 1929000 | 10% | Michael | 7.1 IDHMI : HUMAN MACHINE INTFC (PROFACE)
PFXZC3CBFX51 | Mitsubishi FX CPU Direct Connection Cable, 5M, for ST and GP3000 | 2601500 | 2365000 | 10% | Michael | 7.1 IDHMI : HUMAN MACHINE INTFC (PROFACE)
PFXZC3CBQ51 | Mitsubishi type Q CPU Direct Connect Cable, 5M, for ST and GP3000 | 2748900 | 2499000 | 10% | Michael | 7.1 IDHMI : HUMAN MACHINE INTFC (PROFACE)
PFXZC3CBQL51 | Mitsubishi Q Communication Unit Link Cable, for GP3000 | 1380500 | 1255000 | 10% | Michael | 7.1 IDHMI : HUMAN MACHINE INTFC (PROFACE)
PFXZC3CBR251 | Cable | 2434300 | 2213000 | 10% | Michael | 7.1 IDHMI : HUMAN MACHINE INTFC (PROFACE)
PFXZC3CBSYS51 | Omron SYSMAC Communication Unit Link Cable, 5M, for ST and GP3000 | 2274800 | 2068000 | 10% | Michael | 7.1 IDHMI : HUMAN MACHINE INTFC (PROFACE)
PFXZC3CBUSA1 | USB Cable (TypeA to TypeA) Download Cable, for GP3000 | 5756300 | 5233000 | 10% | Michael | 7.1 IDHMI : HUMAN MACHINE INTFC (PROFACE)
PFXZC3CF1281 | CF Card 128MB | 2467300 | 2243000 | 10% | Michael | 7.1 IDHMI : HUMAN MACHINE INTFC (PROFACE)
PFXZC3DS121 | 12" Hard Type Screen Protection Sheet, for GP36xx units, PS36xx units and PS3600G (5 PCS) | 1267200 | 1152000 | 10% | Michael | 7.1 IDHMI : HUMAN MACHINE INTFC (PROFACE)
PFXZC3DS61 | 6" Hard Type Screen Protection Sheet, for GP3000 (5 PCS) | 698500 | 635000 | 10% | Michael | 7.1 IDHMI : HUMAN MACHINE INTFC (PROFACE)
PFXZC4ADCM1 | Terminal Adapter for RS-422 and RS-485 Communication | 752400 | 684000 | 10% | Michael | 7.1 IDHMI : HUMAN MACHINE INTFC (PROFACE)
PFXZC4AT101 | Panel Cutout Adapter (GP2500 to AGP35*0T) | 1885400 | 1714000 | 10% | Michael | 7.1 IDHMI : HUMAN MACHINE INTFC (PROFACE)
PFXZC5CBUBEX1 | USB Front Panel Adapter Cable, for GP3000 | 1871100 | 1701000 | 10% | Michael | 7.1 IDHMI : HUMAN MACHINE INTFC (PROFACE)
PFXZC5EUPFS | Profibus I/F Unit for GP3000 Series, UL/cUL/CE | 15901600 | 14456000 | 10% | Michael | 7.1 IDHMI : HUMAN MACHINE INTFC (PROFACE)
PFXZC6BL101 | 10.4" TFT Replacement Backlight, for GP3510T/GP3560T & GP3500T/GP3550T's 2nd Revision or later | 4466000 | 4060000 | 10% | Michael | 7.1 IDHMI : HUMAN MACHINE INTFC (PROFACE)
PFXZC6CBCVUSR21 |  | 3840100 | 3491000 | 10% | Michael | 7.1 IDHMI : HUMAN MACHINE INTFC (PROFACE)
PFXZC6DS41 | 3.8" Hard Type Screen Protection Sheet, for GP3000 (5 PCS) | 1177000 | 1070000 | 10% | Michael | 7.1 IDHMI : HUMAN MACHINE INTFC (PROFACE)
PFXZC6EUDNS1 | CA6-DNSALL/EX-01 | 39490000 | 35900000 | 10% | Michael | 7.1 IDHMI : HUMAN MACHINE INTFC (PROFACE)
PFXZC7DS121 |  | 1699500 | 1545000 | 10% | Michael | 7.1 IDHMI : HUMAN MACHINE INTFC (PROFACE)
PFXZC8CF21 | CF Card 2GB | 25296700 | 22997000 | 10% | Michael | 7.1 IDHMI : HUMAN MACHINE INTFC (PROFACE)
PFXZC9AF31 | 3.4-inch Installation Fastener (2 pieces/set) | 661100 | 601000 | 10% | Michael | 7.1 IDHMI : HUMAN MACHINE INTFC (PROFACE)
PFXZC9DS31 | 3.4-inch Screen Protection Sheet (5 sheets/set) (Hard type) | 1149500 | 1045000 | 10% | Michael | 7.1 IDHMI : HUMAN MACHINE INTFC (PROFACE)
PFXZC9USCBMB1 | USB Transfer Cable (USB A/mini-B) (1.8 m) | 1003200 | 912000 | 10% | Michael | 7.1 IDHMI : HUMAN MACHINE INTFC (PROFACE)
PFXZCBADTM1 | Connects output from a GP unit’s Serial Interface (D-sub 9 pin plug) directly with an RS-422 terminal block. | 764500 | 695000 | 10% | Michael | 7.1 IDHMI : HUMAN MACHINE INTFC (PROFACE)
PFXZCBBT1 |  | 2305600 | 2096000 | 10% | Michael | 7.1 IDHMI : HUMAN MACHINE INTFC (PROFACE)
PFXZCBCBCVR41 | Connects a standard RS-422 cable (D-sub 25-pin socket) to the GP unit (D-sub 9 pin plug). | 636900 | 579000 | 10% | Michael | 7.1 IDHMI : HUMAN MACHINE INTFC (PROFACE)
PFXZCBCBCVUSR41 | PFXZCBCBCVUSR41 | 7880400 | 7164000 | 10% | Michael | 7.1 IDHMI : HUMAN MACHINE INTFC (PROFACE)
PFXZCBDS101 | Disposable, dirt-resistant sheet for the GP unit's screen for 10.4 inch (5 sheets/set) | 998800 | 908000 | 10% | Michael | 7.1 IDHMI : HUMAN MACHINE INTFC (PROFACE)
PFXZCBOP121 | Environmental resistant Cover for 12.1 inch (1 pcs) | 5197500 | 4725000 | 10% | Michael | 7.1 IDHMI : HUMAN MACHINE INTFC (PROFACE)
PFXZCBSD4GC41 | SD Memory Card (4GB, CLASS4) | 4629900 | 4209000 | 10% | Michael | 7.1 IDHMI : HUMAN MACHINE INTFC (PROFACE)
PFXZCCEUKB1 | EZ Numpad | 4211900 | 3829000 | 10% | Michael | 7.1 IDHMI : HUMAN MACHINE INTFC (PROFACE)
PFXZCCEUSG1 | EZ Illuminated Switch A unit of 5 illuminated switches with multiple color LED easily connected with HMI via USB | 6089600 | 5536000 | 10% | Michael | 7.1 IDHMI : HUMAN MACHINE INTFC (PROFACE)
PFXZCCEUSS1 | EZ Fingerprint Recognition Unit | 16024800 | 14568000 | 10% | Michael | 7.1 IDHMI : HUMAN MACHINE INTFC (PROFACE)
PFXZCDADEXP1 | DC apdapter for open BOX | 14891800 | 13538000 | 10% | Michael | 7.1 IDHMI : HUMAN MACHINE INTFC (PROFACE)
PFXZCDCNAUX1 | Connector | 969100 | 881000 | 10% | Michael | 7.1 IDHMI : HUMAN MACHINE INTFC (PROFACE)
PFXZCDCVUS1 | PFXZCDCVUS1 | 1669800 | 1518000 | 10% | Michael | 7.1 IDHMI : HUMAN MACHINE INTFC (PROFACE)
PFXZCETWHA1 | (EZ Tower Light for PF Version) USB Connection Type Monolithic EZ Tower Light tube mounting with fixing plate 3 tiers, φ60, lighting and flashing with a buzzer | 2893000 | 2630000 | 10% | Michael | 7.1 IDHMI : HUMAN MACHINE INTFC (PROFACE)
PFXZCFAD31 | Panel Cutout Adapter | 551100 | 501000 | 10% | Michael | 7.1 IDHMI : HUMAN MACHINE INTFC (PROFACE)
PFXZCFUV43 | UV Protection Sheet | 881100 | 801000 | 10% | Michael | 7.1 IDHMI : HUMAN MACHINE INTFC (PROFACE)
PFXZCFWG32 | Installation Gasket | 794200 | 722000 | 10% | Michael | 7.1 IDHMI : HUMAN MACHINE INTFC (PROFACE)
PFXZCHEUFN1 | PFXZCHEUFN1 | 15658500 | 14235000 | 10% | Michael | 7.1 IDHMI : HUMAN MACHINE INTFC (PROFACE)
PFXZFNX32TS |  | 12776500 | 11615000 | 10% | Michael | 7.1 IDHMI : HUMAN MACHINE INTFC (PROFACE)
PFXZFNXY16C | 16-POINT SINK/SOURCE INPUT, 16-POINT SOURCE TRANSISTOR OUTPUT UNIT W/ CE/UL/c-UL | 9896700 | 8997000 | 10% | Michael | 7.1 IDHMI : HUMAN MACHINE INTFC (PROFACE)
PFXZFNXY16K | 16-POINT SINK/SOURCE INPUT, 16-POINT SINK TRANSISTOR OUTPUT UNIT W/ CE/UL/c-UL | 9896700 | 8997000 | 10% | Michael | 7.1 IDHMI : HUMAN MACHINE INTFC (PROFACE)
PFXZGEBT1 | Primary battery for memory and time data backup(1 piece) | 486200 | 442000 | 10% | Michael | 7.1 IDHMI : HUMAN MACHINE INTFC (PROFACE)
PFXZGPADCM3H1 | Adapter for GP3000H | 6468000 | 5880000 | 10% | Michael | 7.1 IDHMI : HUMAN MACHINE INTFC (PROFACE)
PFXZGPADMD1 | GP070-MD11 | 23376100 | 21251000 | 10% | Michael | 7.1 IDHMI : HUMAN MACHINE INTFC (PROFACE)
PFXZGPADR42H | RS-422 ADAPTER FOR GP2000H | 1498200 | 1362000 | 10% | Michael | 7.1 IDHMI : HUMAN MACHINE INTFC (PROFACE)
PFXZGPCB2HR4102 | Connection cable 10m | 6240300 | 5673000 | 10% | Michael | 7.1 IDHMI : HUMAN MACHINE INTFC (PROFACE)
PFXZGPCBDT21 | GPW-CB02 | 9353300 | 8503000 | 10% | Michael | 7.1 IDHMI : HUMAN MACHINE INTFC (PROFACE)
PFXZGPCBHD101 | Hard cable 10m w/ connecter | 6803500 | 6185000 | 10% | Michael | 7.1 IDHMI : HUMAN MACHINE INTFC (PROFACE)
PFXZGPCBMPPE1 | 0 | 6447100 | 5861000 | 10% | Michael | 7.1 IDHMI : HUMAN MACHINE INTFC (PROFACE)
PFXZGPCBS101 | Soft cable 10m w/o connecter | 6064300 | 5513000 | 10% | Michael | 7.1 IDHMI : HUMAN MACHINE INTFC (PROFACE)
PFXZGPCBS31 | Soft cable 3m w/o connecter | 3131700 | 2847000 | 10% | Michael | 7.1 IDHMI : HUMAN MACHINE INTFC (PROFACE)
PFXZGPCBS51 | Soft cable 5m w/o connecter | 4238300 | 3853000 | 10% | Michael | 7.1 IDHMI : HUMAN MACHINE INTFC (PROFACE)
PFXZGPCBSD101 | Soft cable 10m w/ connecter | 10707400 | 9734000 | 10% | Michael | 7.1 IDHMI : HUMAN MACHINE INTFC (PROFACE)
PFXZGPCBSDR4101 | GP3000H-CBLSD422-10M | 26934600 | 24486000 | 10% | Michael | 7.1 IDHMI : HUMAN MACHINE INTFC (PROFACE)
PFXZGPEURG21 | GP3000-RGB201 | 31953900 | 29049000 | 10% | Michael | 7.1 IDHMI : HUMAN MACHINE INTFC (PROFACE)
PFXZGPEUVM31 | VM unit for GP3000 | 18543800 | 16858000 | 10% | Michael | 7.1 IDHMI : HUMAN MACHINE INTFC (PROFACE)
PFXZGPRTC1 | RTC Battery Set | 1102200 | 1002000 | 10% | Michael | 7.1 IDHMI : HUMAN MACHINE INTFC (PROFACE)
PFXZLMCBRJR22 | Serial communication cable for connecting ulti-Converter to Fanuc CNC | 4578200 | 4162000 | 10% | Michael | 7.1 IDHMI : HUMAN MACHINE INTFC (PROFACE)
PFXZLTEUALM3LT |  | 15067800 | 13698000 | 10% | Michael | 7.1 IDHMI : HUMAN MACHINE INTFC (PROFACE)
PFXZLTEUAMI2HT | Ex Module (2ch Analog Input) | 12142900 | 11039000 | 10% | Michael | 7.1 IDHMI : HUMAN MACHINE INTFC (PROFACE)
PFXZLTEUAMI4LT | EXM-AMI4LT | 11507100 | 10461000 | 10% | Michael | 7.1 IDHMI : HUMAN MACHINE INTFC (PROFACE)
PFXZLTEUAMM3HT | Ex Module (2ch Analog Input/1ch Analog Out) | 14438600 | 13126000 | 10% | Michael | 7.1 IDHMI : HUMAN MACHINE INTFC (PROFACE)
PFXZLTEUAMM6HT | EXM-AMM6HT | 13292400 | 12084000 | 10% | Michael | 7.1 IDHMI : HUMAN MACHINE INTFC (PROFACE)
PFXZLTEUDDI16DT | EXM-DDI16DT | 6436100 | 5851000 | 10% | Michael | 7.1 IDHMI : HUMAN MACHINE INTFC (PROFACE)
PFXZLTEUDDI8DT | EXM-DDI8DT | 4779500 | 4345000 | 10% | Michael | 7.1 IDHMI : HUMAN MACHINE INTFC (PROFACE)
PFXZLTEUDDO8UT | EXM-DDO8UT | 5046800 | 4588000 | 10% | Michael | 7.1 IDHMI : HUMAN MACHINE INTFC (PROFACE)
PFXZLTEUDRA16RT | Ex Module (16 Points Relay Output) | 7365600 | 6696000 | 10% | Michael | 7.1 IDHMI : HUMAN MACHINE INTFC (PROFACE)
PFXZLTEUDRA8RT | EXM-DRA8RT | 5404300 | 4913000 | 10% | Michael | 7.1 IDHMI : HUMAN MACHINE INTFC (PROFACE)
PFXZOSW72 | Windows7 Ultimate 64bit License | 21620500 | 19655000 | 10% | Michael | 7.1 IDHMI : HUMAN MACHINE INTFC (PROFACE)
PFXZOSW82 | Windows8.1Industry 64bit License | 18529500 | 16845000 | 10% | Michael | 7.1 IDHMI : HUMAN MACHINE INTFC (PROFACE)
PFXZOSWES72 | WES7 Premium 64bit License | 17209500 | 15645000 | 10% | Michael | 7.1 IDHMI : HUMAN MACHINE INTFC (PROFACE)
PFXZPBCNDC2 | DC Power Supply Connector (5 pcs) | 1137400 | 1034000 | 10% | Michael | 7.1 IDHMI : HUMAN MACHINE INTFC (PROFACE)
PFXZPBHDD1002 | HDD Unit 1TB for PS-5000 | 24708200 | 22462000 | 10% | Michael | 7.1 IDHMI : HUMAN MACHINE INTFC (PROFACE)
PFXZPBHDD502 | HDD Unit 500GB for PS-5000 | 17649500 | 16045000 | 10% | Michael | 7.1 IDHMI : HUMAN MACHINE INTFC (PROFACE)
PFXZPBMPCANM2 | Interface Card CanOpen Master (mPCIe) | 28238100 | 25671000 | 10% | Michael | 7.1 IDHMI : HUMAN MACHINE INTFC (PROFACE)
PFXZPBMPNR2 | mPCIe Card NVRAM | 15002900 | 13639000 | 10% | Michael | 7.1 IDHMI : HUMAN MACHINE INTFC (PROFACE)
PFXZPBMPPBM2 | Interface Card Profibus DP Master (mPCIe) | 70592500 | 64175000 | 10% | Michael | 7.1 IDHMI : HUMAN MACHINE INTFC (PROFACE)
PFXZPBMPR22P2 | Interface Card 2 x RS232 Isolated (mPCIe) | 17585700 | 15987000 | 10% | Michael | 7.1 IDHMI : HUMAN MACHINE INTFC (PROFACE)
PFXZPBMPR24P2 | Interface Card 4 x RS232 (mPCIe) | 17585700 | 15987000 | 10% | Michael | 7.1 IDHMI : HUMAN MACHINE INTFC (PROFACE)
PFXZPBMPR42P2 | Interface Card 2 x RS422/485 Isolated (mPCIe) | 17585700 | 15987000 | 10% | Michael | 7.1 IDHMI : HUMAN MACHINE INTFC (PROFACE)
PFXZPBMPR44P2 | Interface Card 4 x RS422/485 (mPCIe) | 17585700 | 15987000 | 10% | Michael | 7.1 IDHMI : HUMAN MACHINE INTFC (PROFACE)
PFXZPBMPRE2 | Interface 1xEth. Gigabit IEEE1588 | 17585700 | 15987000 | 10% | Michael | 7.1 IDHMI : HUMAN MACHINE INTFC (PROFACE)
PFXZPBMPX16Y82 | Interface Card 16DI / 8DO (mPCIe) | 17585700 | 15987000 | 10% | Michael | 7.1 IDHMI : HUMAN MACHINE INTFC (PROFACE)
PFXZPECFA162 | CFast Card, 16GB | 6800200 | 6182000 | 10% | Michael | 7.1 IDHMI : HUMAN MACHINE INTFC (PROFACE)
PFXZPPAF12P2 | Installation fastener for PS-5000 | 1008700 | 917000 | 10% | Michael | 7.1 IDHMI : HUMAN MACHINE INTFC (PROFACE)
PFXZPPDSP152 | Screen Protection Sheet for W15" (5 pcs) | 4224000 | 3840000 | 10% | Michael | 7.1 IDHMI : HUMAN MACHINE INTFC (PROFACE)
PFXZPPDSP192 | Screen Protection Sheet for W19" (5 pcs) | 4664000 | 4240000 | 10% | Michael | 7.1 IDHMI : HUMAN MACHINE INTFC (PROFACE)
PFXZPPWG152 | Gasket for W15" (1 pcs) | 1137400 | 1034000 | 10% | Michael | 7.1 IDHMI : HUMAN MACHINE INTFC (PROFACE)
PFXZPPWG192 | Gasket for W19" (1 pcs) | 1137400 | 1034000 | 10% | Michael | 7.1 IDHMI : HUMAN MACHINE INTFC (PROFACE)
PFXZPSPUAC3 | AC power supply unit for PS-5000 Slim Panel PC Core i3 | 15002900 | 13639000 | 10% | Michael | 7.1 IDHMI : HUMAN MACHINE INTFC (PROFACE)
PFXZXMADSA1 | Rear module installation adapter | 704000 | 640000 | 10% | Michael | 7.1 IDHMI : HUMAN MACHINE INTFC (PROFACE)
PFXZXMADSM31 | PFXZXMADSM31 | 5029200 | 4572000 | 10% | Michael | 7.1 IDHMI : HUMAN MACHINE INTFC (PROFACE)
PFXZXMADSM51 | PFXZXMADSM51 | 5462600 | 4966000 | 10% | Michael | 7.1 IDHMI : HUMAN MACHINE INTFC (PROFACE)
PFXZCBBT1 | Battery for Memory Backup for IOT gateway | 2305600 | 2096000 | 10% | Michael | 7.1 IDHMI : HUMAN MACHINE INTFC (PROFACE)
PFXZLMCBRJR22 | Serial communication cable for connecting ulti-Converter to Fanuc CNC | 4578200 | 4162000 | 10% | Michael | 7.1 IDHMI : HUMAN MACHINE INTFC (PROFACE)
PFXSP5600TAD | 12.1 Touch Display | 56943700 | 51767000 | 10% | Michael | 7.1 IDHMI : HUMAN MACHINE INTFC (PROFACE)
PFXSP5660TPD | 12.1 Touch Display with wifi | 80041500 | 72765000 | 10% | Michael | 7.1 IDHMI : HUMAN MACHINE INTFC (PROFACE)
PFXSP5700WCD | 15W Touch Display | 83946500 | 76315000 | 10% | Michael | 7.1 IDHMI : HUMAN MACHINE INTFC (PROFACE)
PFXSP5B00 | Standard BOX for SP5000 | 21956000 | 19960000 | 10% | Michael | 7.1 IDHMI : HUMAN MACHINE INTFC (PROFACE)
PFXZCDEUPF1 | Profibus DP slave | 10290500 | 9355000 | 10% | Michael | 7.1 IDHMI : HUMAN MACHINE INTFC (PROFACE)
PFXPP27J7D86J0NN00 | iPC | 246222900 | 223839000 | 10% | Michael | 7.1 IDHMI : HUMAN MACHINE INTFC (PROFACE)
PFXPS2HN3D84C0NN00 | iPC | 211666400 | 192424000 | 10% | Michael | 7.1 IDHMI : HUMAN MACHINE INTFC (PROFACE)
PFXPU27C7D46J0NN00 | iPC | 208488500 | 189535000 | 10% | Michael | 7.1 IDHMI : HUMAN MACHINE INTFC (PROFACE)
PFXZC4AT61 | Panel Cutout Adapter | 10547900 | 9589000 | 10% | Michael | 7.1 IDHMI : HUMAN MACHINE INTFC (PROFACE)
XVGU3SHAG | (EZ Tower Light for SE Version) USB Connection Type Monolithic EZ Tower Light tube mounting with fixing plate 3 tiers, φ60, lighting and flashing with a buzzer | 3730100 | 3391000 | 10% | Michael | 7.1 IDHMI : HUMAN MACHINE INTFC (PROFACE)
XVGU3SWG | (EZ Tower Light for SE Version) USB Connection Type Monolithic EZ Tower with base mounting 3 tiers, φ60, lighting and flashing with a buzzer | 3448500 | 3135000 | 10% | Michael | 7.1 IDHMI : HUMAN MACHINE INTFC (PROFACE)
PFXPL2B5BD4A40NN00 | Modular BOX, no display, 4G, Atom 3930, 64 eMMC, DC, Win 10, no option | 46241800 | 42038000 | 10% | Michael | 7.1 IDHMI : HUMAN MACHINE INTFC (PROFACE)
PFXBOSBT64KDV80 | BLUE Open Studio V8.1 ServicePack2 for Supervision (Build time DVD), 64000 Tags | 123064700 | 111877000 | 10% | Michael | 7.1 IDHMI : HUMAN MACHINE INTFC (PROFACE)
PFXBOSBT32KDV80 | BLUE Open Studio V8.1 ServicePack2 for Line Management Plus (Build time DVD), 32000 Tags | 92298800 | 83908000 | 10% | Michael | 7.1 IDHMI : HUMAN MACHINE INTFC (PROFACE)
PFXBOSBT4KDV80 | BLUE Open Studio V8.1 ServicePack2 for Line Management (Build time DVD), 4000 Tags | 61532900 | 55939000 | 10% | Michael | 7.1 IDHMI : HUMAN MACHINE INTFC (PROFACE)
PFXBOSBT1KDV80 | BLUE Open Studio V8.1 ServicePack2 for Machine Control (Build time DVD), 1500 Tags | 34611500 | 31465000 | 10% | Michael | 7.1 IDHMI : HUMAN MACHINE INTFC (PROFACE)
PFXBOSBT64KLV80 | BLUE Open Studio V8.1 ServicePack2 for Supervision (Build time License), 64000 Tags | 123064700 | 111877000 | 10% | Michael | 7.1 IDHMI : HUMAN MACHINE INTFC (PROFACE)
PFXBOSBT32KLV80 | BLUE Open Studio V8.1 ServicePack2 for Line Management Plus (Build time License), 32000 Tags | 92298800 | 83908000 | 10% | Michael | 7.1 IDHMI : HUMAN MACHINE INTFC (PROFACE)
PFXBOSBT4KLV80 | BLUE Open Studio V8.1 ServicePack2 for Line Management (Build time License), 4000 Tags | 61532900 | 55939000 | 10% | Michael | 7.1 IDHMI : HUMAN MACHINE INTFC (PROFACE)
PFXBOSBT1KLV80 | BLUE Open Studio V8.1 ServicePack2 for Machine Control (Build time License), 1500 Tags | 34611500 | 31465000 | 10% | Michael | 7.1 IDHMI : HUMAN MACHINE INTFC (PROFACE)
PFXBOSUG64KBT | Upgrade license (Build time) from 32000 tags to 64000 tags | 30765900 | 27969000 | 10% | Michael | 7.1 IDHMI : HUMAN MACHINE INTFC (PROFACE)
PFXBOSUG32KBT | Upgrade license (Build time) from 4000 tags to 32000 tags | 30765900 | 27969000 | 10% | Michael | 7.1 IDHMI : HUMAN MACHINE INTFC (PROFACE)
PFXBOSUG4KBT | Upgrade license (Build time) from 1500 tags to 4000 tags | 26920300 | 24473000 | 10% | Michael | 7.1 IDHMI : HUMAN MACHINE INTFC (PROFACE)
PFXBOSRT64KLV80 | BLUE Open Studio V8.1 ServicePack2 for Supervision (Runtime License), 64000 Tags | 99991100 | 90901000 | 10% | Michael | 7.1 IDHMI : HUMAN MACHINE INTFC (PROFACE)
PFXBOSRT32KLV80 | BLUE Open Studio V8.1 ServicePack2 for Line Management Plus (Runtime License), 32000 Tags | 73069700 | 66427000 | 10% | Michael | 7.1 IDHMI : HUMAN MACHINE INTFC (PROFACE)
PFXBOSRT4KLV80 | BLUE Open Studio V8.1 ServicePack2 for Line Management (Runtime License), 4000 Tags | 49996100 | 45451000 | 10% | Michael | 7.1 IDHMI : HUMAN MACHINE INTFC (PROFACE)
PFXBOSRT1KLV80 | BLUE Open Studio V8.1 ServicePack2 Build time for Machine Control (Runtime License), 1500 Tags | 28844200 | 26222000 | 10% | Michael | 7.1 IDHMI : HUMAN MACHINE INTFC (PROFACE)
PFXBOSUG64KRT | Upgrade license (Runtime) from 32000 tags to 64000 tags | 26920300 | 24473000 | 10% | Michael | 7.1 IDHMI : HUMAN MACHINE INTFC (PROFACE)
PFXBOSUG32KRT | Upgrade license (Runtime) from 4000 tags to 32000 tags | 23073600 | 20976000 | 10% | Michael | 7.1 IDHMI : HUMAN MACHINE INTFC (PROFACE)
PFXBOSUG4KRT | Upgrade license (Runtime) from 1500 tags to 4000 tags | 21151900 | 19229000 | 10% | Michael | 7.1 IDHMI : HUMAN MACHINE INTFC (PROFACE)
PFXBOS3PRT64KLV80 | BLUE Open Studio V8.* for Supervision (3rd Party PC Runtime License), 64000 Tags | 118835200 | 108032000 | 10% | Michael | 7.1 IDHMI : HUMAN MACHINE INTFC (PROFACE)
PFXBOS3PRT32KLV80 | BLUE Open StudioV8.* for Line Management Plus (3rd Party PC Runtime License), 32000 Tags | 95760500 | 87055000 | 10% | Michael | 7.1 IDHMI : HUMAN MACHINE INTFC (PROFACE)
PFXBOS3PRT4KLV80 | BLUE Open Studio V8.* for Line Management (3rd Party PC Runtime License), 4000 Tags | 74992500 | 68175000 | 10% | Michael | 7.1 IDHMI : HUMAN MACHINE INTFC (PROFACE)
PFXBOS3PRT1KLV80 | BLUE Open Studio V8.* Machine Control (3rd Party PC Runtime License), 1500 Tags | 46150500 | 41955000 | 10% | Michael | 7.1 IDHMI : HUMAN MACHINE INTFC (PROFACE)
PFXBOS3PUG64KRT | Upgrade license (3rd Party PC Runtime) from 32000 tags to 64000 tags | 23073600 | 20976000 | 10% | Michael | 7.1 IDHMI : HUMAN MACHINE INTFC (PROFACE)
PFXBOS3PUG32KRT | Upgrade license (3rd Party PC Runtime) from 4000 tags to 32000 tags | 20766900 | 18879000 | 10% | Michael | 7.1 IDHMI : HUMAN MACHINE INTFC (PROFACE)
PFXBOS3PUG4KRT | Upgrade license (3rd Party PC Runtime) from 1500 tags to 4000 tags | 28844200 | 26222000 | 10% | Michael | 7.1 IDHMI : HUMAN MACHINE INTFC (PROFACE)
PFXBOSTC | Thin Client License for Secure Viewer and Mobile Access | 16153500 | 14685000 | 10% | Michael | 7.1 IDHMI : HUMAN MACHINE INTFC (PROFACE)
PFXBOSTK | PanelBuilder Import Wizard, PanelMate Import Wizard and FactoryTalk Import Wizard are included | 27305300 | 24823000 | 10% | Michael | 7.1 IDHMI : HUMAN MACHINE INTFC (PROFACE)
PFXBOSUSBL | USB Hard key | 4999500 | 4545000 | 10% | Michael | 7.1 IDHMI : HUMAN MACHINE INTFC (PROFACE)
PFXCONPACKESS | Pro-face Connect Essential Pack Essential Pack Annual Subscription, Digital Licenses: • 1 GateManager Customer Domain • 1 LinkManager Floating License • 1 LinkManagerMobile License • 1 SiteManager Extended 5 (Annual) | 14094300 | 12813000 | 10% | Michael | 7.1 IDHMI : HUMAN MACHINE INTFC (PROFACE)
PFXCONPACKENT | Pro-face Connect Enterprise Pack Essential Pack Annual Subscription, Digital Licenses: • 1 GateManager Customer Domain • 1 LinkManager Floating License • 1 LinkManagerMobile License • 20 SiteManager Extended 5 (Annual) • 1 GateManager Premium Access | 234895100 | 213541000 | 10% | Michael | 7.1 IDHMI : HUMAN MACHINE INTFC (PROFACE)
PFXCONLINK1 | Pro-face Connect LinkManager License | 5123800 | 4658000 | 10% | Michael | 7.1 IDHMI : HUMAN MACHINE INTFC (PROFACE)
PFXCONLINKM1 | Pro-face Connect LinkManager Mobile License | 5123800 | 4658000 | 10% | Michael | 7.1 IDHMI : HUMAN MACHINE INTFC (PROFACE)
PFXCONSMBSCL | Pro-face Connect SiteManager Basic License (5 HMI units) | 12798500 | 11635000 | 10% | Michael | 7.1 IDHMI : HUMAN MACHINE INTFC (PROFACE)
PFXCONEXTD5 | Pro-face Connect SiteManager Extended 5 Assets (connected devices) License | 14221900 | 12929000 | 10% | Michael | 7.1 IDHMI : HUMAN MACHINE INTFC (PROFACE)
PFXCONEXTD10 | Pro-face Connect SiteManager Extended 10 Assets (connected devices) License | 18202800 | 16548000 | 10% | Michael | 7.1 IDHMI : HUMAN MACHINE INTFC (PROFACE)
PFXCONGMPREM | Pro-face Connect GateManager Premium Access | 42665700 | 38787000 | 10% | Michael | 7.1 IDHMI : HUMAN MACHINE INTFC (PROFACE)
PFXCONSTAT | Pro-face Connect User statistics | 17066500 | 15515000 | 10% | Michael | 7.1 IDHMI : HUMAN MACHINE INTFC (PROFACE)
PFXZCBDS71 | dirt-resistant sheet | 1938200 | 1762000 | 10% | Michael | 7.1 IDHMI : HUMAN MACHINE INTFC (PROFACE)
PFXBLECZLSPM31 | BLUE Basic Single_ Printed | 7965100 | 7241000 | 10% | Michael | 7.1 IDHMI : HUMAN MACHINE INTFC (PROFACE)
PFXBLPCZLGPM31 | BLUE Professional Group_ Printed | 43010000 | 39100000 | 10% | Michael | 7.1 IDHMI : HUMAN MACHINE INTFC (PROFACE)
PFXBLPCZLTPM31 | BLUE Professional Team_ Printed | 129028900 | 117299000 | 10% | Michael | 7.1 IDHMI : HUMAN MACHINE INTFC (PROFACE)
PFXBLRCZLSPM31 | BLUE Runtime for Windows_ Printed | 3620100 | 3291000 | 10% | Michael | 7.1 IDHMI : HUMAN MACHINE INTFC (PROFACE)
PFXBLPCZLSPM31 | BLUE Professional Single_ Printed | 15929100 | 14481000 | 10% | Michael | 7.1 IDHMI : HUMAN MACHINE INTFC (PROFACE)
PFXBLVVZLSPM31 | BLUE Professional Vendor_ Printed | 506000 | 460000 | 10% | Michael | 7.1 IDHMI : HUMAN MACHINE INTFC (PROFACE)
PFXEXRHCLS | Remote HMI client for Win | 4103000 | 3730000 | 10% | Michael | IDHMI : HUMAN MACHINE INTFC (Proface)
PFXEXRHCLS10 | Remote HMI client for Win x 10 | 33667700 | 30607000 | 10% | Michael | IDHMI : HUMAN MACHINE INTFC (Proface)
PFXEXRHCLS30 | Remote HMI client for Win x 30 | 95822100 | 87111000 | 10% | Michael | IDHMI : HUMAN MACHINE INTFC (Proface)
HMIBMPHI74D2801 | Box PC Perf. HDD DC Win 8.1 2 slots | 246642000 | 224220000 | 10% | Michael | 7.2 IDHMI, IDMST: HUMAN MACHINE INTFC (HARMONY)
HMIBMPSI74D2801 | Box PC Perf. SSD DC Win 8.1 2 slots | 267399000 | 243090000 | 10% | Michael | 7.2 IDHMI, IDMST: HUMAN MACHINE INTFC (HARMONY)
HMIBMPSI74D4801 | Box PC Perf. SSD DC Win 8.1 4 slots | 288009700 | 261827000 | 10% | Michael | 7.2 IDHMI, IDMST: HUMAN MACHINE INTFC (HARMONY)
HMIBMUCI29D2W01 | Box PC Universal CFast DC WES 2 slots | 172232500 | 156575000 | 10% | Michael | 7.2 IDHMI, IDMST: HUMAN MACHINE INTFC (HARMONY)
HMIBMUHI29D2801 | Box PC Universal HDD DC Win 8.1 2 slots | 216315000 | 196650000 | 10% | Michael | 7.2 IDHMI, IDMST: HUMAN MACHINE INTFC (HARMONY)
HMIBMUSI29D2801 | Box PC Universal SSD DC Win 8.1 2 slots | 181435100 | 164941000 | 10% | Michael | 7.2 IDHMI, IDMST: HUMAN MACHINE INTFC (HARMONY)
HMIDM7421 | Display PC 4:3 15 single t. for HMIBM | 67839200 | 61672000 | 10% | Michael | 7.2 IDHMI, IDMST: HUMAN MACHINE INTFC (HARMONY)
HMIDM9521 | Display PC Wide 19'' multi-t. for HMIBM | 102009600 | 92736000 | 10% | Michael | 7.2 IDHMI, IDMST: HUMAN MACHINE INTFC (HARMONY)
HMIDMA521 | Display PC Wide 22'' multi-t. for HMIBM | 141443500 | 128585000 | 10% | Michael | 7.2 IDHMI, IDMST: HUMAN MACHINE INTFC (HARMONY)
HMIDT351 | 7W Touch Advanced Display WVGA | 24118600 | 21926000 | 10% | Michael | 7.2 IDHMI, IDMST: HUMAN MACHINE INTFC (HARMONY)
HMIDT542 | 10.4 Touch Smart Display SVGA | 46622400 | 42384000 | 10% | Michael | 7.2 IDHMI, IDMST: HUMAN MACHINE INTFC (HARMONY)
HMIDT551 | 10W Touch Advanced Display WXGA | 34676400 | 31524000 | 10% | Michael | 7.2 IDHMI, IDMST: HUMAN MACHINE INTFC (HARMONY)
HMIDT642 | 12.1 Touch Smart Display XGA | 58135000 | 52850000 | 10% | Michael | 7.2 IDHMI, IDMST: HUMAN MACHINE INTFC (HARMONY)
HMIDT651 | 12W Touch Advanced Display WXGA | 44875600 | 40796000 | 10% | Michael | 7.2 IDHMI, IDMST: HUMAN MACHINE INTFC (HARMONY)
HMIDT732 | 15 Touch Smart Display XGA | 66892100 | 60811000 | 10% | Michael | 7.2 IDHMI, IDMST: HUMAN MACHINE INTFC (HARMONY)
HMIDT952 | 19W Touch Smart Display FWXGA | 78868900 | 71699000 | 10% | Michael | 7.2 IDHMI, IDMST: HUMAN MACHINE INTFC (HARMONY)
HMIEBLCZLSPMZZ | Vijeo XD Bundle License – minimum order qty of 10 | 2941400 | 2674000 | 10% | Michael | 7.2 IDHMI, IDMST: HUMAN MACHINE INTFC (HARMONY)
HMIG3U | Premium BOX for Universal Pane | 31798800 | 28908000 | 10% | Michael | 7.2 IDHMI, IDMST: HUMAN MACHINE INTFC (HARMONY)
HMIG5U | Open BOX for Universal Panel | 64032100 | 58211000 | 10% | Michael | 7.2 IDHMI, IDMST: HUMAN MACHINE INTFC (HARMONY)
HMIG5U2 | Open BOX for Universal Panel | 64281800 | 58438000 | 10% | Michael | 7.2 IDHMI, IDMST: HUMAN MACHINE INTFC (HARMONY)
HMIGK2310 | 5.7 Keypad Panel QVGA-TFT | 60248100 | 54771000 | 10% | Michael | 7.2 IDHMI, IDMST: HUMAN MACHINE INTFC (HARMONY)
HMIGK5310 | 10.4 Keypad Panel VGA-TFT | 84503100 | 76821000 | 10% | Michael | 7.2 IDHMI, IDMST: HUMAN MACHINE INTFC (HARMONY)
HMIPELCZLSPMZZ | Vijeo XD Pro License | 20078300 | 18253000 | 10% | Michael | 7.2 IDHMI, IDMST: HUMAN MACHINE INTFC (HARMONY)
HMIPELVZLSPMZZ | Vijeo XD Pro License Vendor | 533500 | 485000 | 10% | Michael | 7.2 IDHMI, IDMST: HUMAN MACHINE INTFC (HARMONY)
HMIPSPH752D1701 | S-Panel PC Perf. HDD W15+ï¿½-ï¿½-ï¿½ DC Win 7 | 293811100 | 267101000 | 10% | Michael | 7.2 IDHMI, IDMST: HUMAN MACHINE INTFC (HARMONY)
HMIRSUH3A3701 | Rack PC 2U Universal HDD AC 3 slots | 147314200 | 133922000 | 10% | Michael | 7.2 IDHMI, IDMST: HUMAN MACHINE INTFC (HARMONY)
HMIRSUS3A3701 | Rack PC 2U Universal SSD AC 3 slots | 150397500 | 136725000 | 10% | Michael | 7.2 IDHMI, IDMST: HUMAN MACHINE INTFC (HARMONY)
HMISAC | REAR MODULE SMALL CONTROLLER MACHINE | 16991700 | 15447000 | 10% | Michael | 7.2 IDHMI, IDMST: HUMAN MACHINE INTFC (HARMONY)
HMISCU6A5 | 3.5 SMALL CONTROLLER PANEL FOR MACHINE | 29295200 | 26632000 | 10% | Michael | 7.2 IDHMI, IDMST: HUMAN MACHINE INTFC (HARMONY)
HMISCU6B5 | 3.5 SMALL CONTROLLER PANEL FOR PROCESS | 26768500 | 24335000 | 10% | Michael | 7.2 IDHMI, IDMST: HUMAN MACHINE INTFC (HARMONY)
HMISTO531 | Touch Panel Screen 3 4 Mono ETH G/O/R | 11006600 | 10006000 | 10% | Michael | 7.2 IDHMI, IDMST: HUMAN MACHINE INTFC (HARMONY)
HMISTO532 | Touch Panel Screen 3 4 Mono ETH W/P/R | 11006600 | 10006000 | 10% | Michael | 7.2 IDHMI, IDMST: HUMAN MACHINE INTFC (HARMONY)
HMIZCFA16S | CFAST CARD 16GB MEMORY SYSTEM | 26595800 | 24178000 | 10% | Michael | 7.2 IDHMI, IDMST: HUMAN MACHINE INTFC (HARMONY)
HMIZCFA32 | Cfast card memory 32GB | 47869800 | 43518000 | 10% | Michael | 7.2 IDHMI, IDMST: HUMAN MACHINE INTFC (HARMONY)
HMIZD53W | Gasket for GTU Display 7W | 468600 | 426000 | 10% | Michael | 7.2 IDHMI, IDMST: HUMAN MACHINE INTFC (HARMONY)
HMIZD55 | Gasket for GTU Display 10.4 | 468600 | 426000 | 10% | Michael | 7.2 IDHMI, IDMST: HUMAN MACHINE INTFC (HARMONY)
HMIZD55W | Gasket for GTU Display 10W | 530200 | 482000 | 10% | Michael | 7.2 IDHMI, IDMST: HUMAN MACHINE INTFC (HARMONY)
HMIZD56 | Gasket for GTU Display 12.1 | 530200 | 482000 | 10% | Michael | 7.2 IDHMI, IDMST: HUMAN MACHINE INTFC (HARMONY)
HMIZD56W | Gasket for GTU Display 12W | 612700 | 557000 | 10% | Michael | 7.2 IDHMI, IDMST: HUMAN MACHINE INTFC (HARMONY)
HMIZD57 | Gasket for GTU Display 15 | 612700 | 557000 | 10% | Michael | 7.2 IDHMI, IDMST: HUMAN MACHINE INTFC (HARMONY)
HMIZD65W | Scr.protec.sheets for GTU Display 10W | 2884200 | 2622000 | 10% | Michael | 7.2 IDHMI, IDMST: HUMAN MACHINE INTFC (HARMONY)
HMIZD66W | Scr.protec.sheets for GTU Display 12W | 3106400 | 2824000 | 10% | Michael | 7.2 IDHMI, IDMST: HUMAN MACHINE INTFC (HARMONY)
HMIZDCOV5 | Environmental cover for GTU Display 10.4 | 1710500 | 1555000 | 10% | Michael | 7.2 IDHMI, IDMST: HUMAN MACHINE INTFC (HARMONY)
HMIZDCOV6 | Environmental cover for GTU Display 12.1 | 1936000 | 1760000 | 10% | Michael | 7.2 IDHMI, IDMST: HUMAN MACHINE INTFC (HARMONY)
HMIZDCOV7 | Environmental cover for GTU Display 15 | 3095400 | 2814000 | 10% | Michael | 7.2 IDHMI, IDMST: HUMAN MACHINE INTFC (HARMONY)
HMIZGAUX | Auxiliary connector for Universal Box | 1798500 | 1635000 | 10% | Michael | 7.2 IDHMI, IDMST: HUMAN MACHINE INTFC (HARMONY)
HMIZGCO1 | Panel Cut-out adapt. XBTGT4-HMIDT3 | 3671800 | 3338000 | 10% | Michael | 7.2 IDHMI, IDMST: HUMAN MACHINE INTFC (HARMONY)
HMIZS501 | Installation Gasket | 299200 | 272000 | 10% | Michael | 7.2 IDHMI, IDMST: HUMAN MACHINE INTFC (HARMONY)
HMIZSADCO1 | Panel cutout adapter | 346500 | 315000 | 10% | Michael | 7.2 IDHMI, IDMST: HUMAN MACHINE INTFC (HARMONY)
HMIZSD1GS | SD card 1GB memory system | 3061300 | 2783000 | 10% | Michael | 7.2 IDHMI, IDMST: HUMAN MACHINE INTFC (HARMONY)
HMIZSFIX1 | Installation Fastener | 319000 | 290000 | 10% | Michael | 7.2 IDHMI, IDMST: HUMAN MACHINE INTFC (HARMONY)
HMIZUV0W | Screen UV protection film | 1068100 | 971000 | 10% | Michael | 7.2 IDHMI, IDMST: HUMAN MACHINE INTFC (HARMONY)
XBTZ968 | XBT TSX07 LINK CABLE | 377300 | 343000 | 10% | Michael | 7.2 IDHMI, IDMST: HUMAN MACHINE INTFC (HARMONY)
XBTZ925 | CABLE USB ADAPTER | 947100 | 861000 | 10% | Michael | 7.2 IDHMI, IDMST: HUMAN MACHINE INTFC (HARMONY)
XBTZNCO | PANEL ADAPTER XBTH XBTN | 1978900 | 1799000 | 10% | Michael | 7.2 IDHMI, IDMST: HUMAN MACHINE INTFC (HARMONY)
XBTZGM256 | CF CARD 256MB | 4551800 | 4138000 | 10% | Michael | 7.2 IDHMI, IDMST: HUMAN MACHINE INTFC (HARMONY)
XBTZRCO | PANEL ADAPTER XBTP XBTR | 4384600 | 3986000 | 10% | Michael | 7.2 IDHMI, IDMST: HUMAN MACHINE INTFC (HARMONY)
XBTR410 | Panel 4x20 char external supply | 17267800 | 15698000 | 10% | Michael | 7.2 IDHMI, IDMST: HUMAN MACHINE INTFC (HARMONY)
HMIS85 | STU 5IN7 FRONT MODULE | 11647900 | 10589000 | 10% | Michael | 7.2 IDHMI, IDMST: HUMAN MACHINE INTFC (HARMONY)
HMISCU8B5 | 5.7 SMALL CONTROLLER PANEL FOR PROCESS | 41693300 | 37903000 | 10% | Michael | 7.2 IDHMI, IDMST: HUMAN MACHINE INTFC (HARMONY)
HMIZSD4G | SDHC-CARD 4GB CLASS 4 | 4555100 | 4141000 | 10% | Michael | 7.2 IDHMI, IDMST: HUMAN MACHINE INTFC (HARMONY)
XBTN410 | 4x 20 characters external supply [ OBSOLETE ] | 11152900 | 10139000 | 10% | Michael | 7.2 IDHMI, IDMST: HUMAN MACHINE INTFC (HARMONY)
XBTZ9008 | CABLE MODBUS XBTOT | 501600 | 456000 | 10% | Michael | 7.2 IDHMI, IDMST: HUMAN MACHINE INTFC (HARMONY)
XBTZ938 | TESYS U/ATV CABLE | 519200 | 472000 | 10% | Michael | 7.2 IDHMI, IDMST: HUMAN MACHINE INTFC (HARMONY)
XBTZ9982 | Long cable XBT for M340 | 1173700 | 1067000 | 10% | Michael | 7.2 IDHMI, IDMST: HUMAN MACHINE INTFC (HARMONY)
XBTZGM128 | CF CARD 128MB | 6538400 | 5944000 | 10% | Michael | 7.2 IDHMI, IDMST: HUMAN MACHINE INTFC (HARMONY)
HMIDT752 | 15W Touch Smart Display FWXGA | 74618500 | 67835000 | 10% | Michael | 7.2 IDHMI, IDMST: HUMAN MACHINE INTFC (HARMONY)
HMIBSUSND1W01 | S-BOX PC Universal SSD DC 1 slot | 116557100 | 105961000 | 10% | Michael | 7.2 IDHMI, IDMST: HUMAN MACHINE INTFC (HARMONY)
HMIS5T | STU REAR MODULE | 8331400 | 7574000 | 10% | Michael | 7.2 IDHMI, IDMST: HUMAN MACHINE INTFC (HARMONY)
HMIPSPS752D180L | S-Panel PC Perf. SSD W15+ï¿½-ï¿½-ï¿½ DC Win 8.1 | 303750700 | 276137000 | 10% | Michael | 7.2 IDHMI, IDMST: HUMAN MACHINE INTFC (HARMONY)
HMIBMOMA5DD1E01 | IIoT Edge Box M.2 DC Win 10 | 82205200 | 74732000 | 10% | Michael | 7.2 IDHMI, IDMST: HUMAN MACHINE INTFC (HARMONY)
HMIBMUHI29D4801 | Box PC Universal HDD DC Win 8.1 4 slots | 176446600 | 160406000 | 10% | Michael | 7.2 IDHMI, IDMST: HUMAN MACHINE INTFC (HARMONY)
HMIYMMAC1 | Module AC power supply for HMIBM | 18884800 | 17168000 | 10% | Michael | 7.2 IDHMI, IDMST: HUMAN MACHINE INTFC (HARMONY)
HMIDM6521 | Display PC Wide 12'' multi-t. for HMIBM | 60751900 | 55229000 | 10% | Michael | 7.2 IDHMI, IDMST: HUMAN MACHINE INTFC (HARMONY)
HMIPSOS752D1801 | S-Panel PC Optimized SSD W15 DC Win 8.1, Atom | 110441100 | 100401000 | 10% | Michael | 7.2 IDHMI, IDMST: HUMAN MACHINE INTFC (HARMONY)
HMIPSOS552D1801 | S-Panel PC Optimized SSD W10 DC Win 8.1, Atom | 93596800 | 85088000 | 10% | Michael | 7.2 IDHMI, IDMST: HUMAN MACHINE INTFC (HARMONY)
HMIPSPS752D1801 | S-Panel PC Performance SSD W15 DC Win8.1 | 164734900 | 149759000 | 10% | Michael | 7.2 IDHMI, IDMST: HUMAN MACHINE INTFC (HARMONY)
HMIS65 | STU 3IN5 FRONT MODULE | 7977200 | 7252000 | 10% | Michael | 7.2 IDHMI, IDMST: HUMAN MACHINE INTFC (HARMONY)
HMIBSCEA53D1L0T | IIoT Edge Box Core eMMC DC Linux TPM | 27841000 | 25310000 | 10% | Michael | 7.2 IDHMI, IDMST: HUMAN MACHINE INTFC (HARMONY)
HMIRTWCZLSPMZZ | Runtime EcoStruxure Operator Terminal Expert | 24791800 | 22538000 | 10% | Michael | 7.2 IDHMI, IDMST: HUMAN MACHINE INTFC (HARMONY)
HMIBMIEA5DD1E01 | IIOT Edge BOX, Atom 1.8GHz, Win 10, 4G RAM, eMMC 64GB | 38924600 | 35386000 | 10% | Michael | 7.2 IDHMI, IDMST: HUMAN MACHINE INTFC (HARMONY)
HMIBMOMA5DD1101 | IIOT Edge BOX, Atom 1.8GHz, Win 10, 4G RAM, 64GB SSD | 40773700 | 37067000 | 10% | Michael | 7.2 IDHMI, IDMST: HUMAN MACHINE INTFC (HARMONY)
HMIPSOC552D1W01 | S-Panel PC Optim. CFast W10 DC WES | 116041200 | 105492000 | 10% | Michael | 7.2 IDHMI, IDMST: HUMAN MACHINE INTFC (HARMONY)
HMIPSPC952D1W01 | S-Panel PC Perf. CFast W19 DC WES | 190988600 | 173626000 | 10% | Michael | 7.2 IDHMI, IDMST: HUMAN MACHINE INTFC (HARMONY)
HMISTU855W | STU 5in7 without marking on overlay | 18855100 | 17141000 | 10% | Michael | 7.2 IDHMI, IDMST: HUMAN MACHINE INTFC (HARMONY)
HMIG2U | Standard Box for Universal Panel | 19959500 | 18145000 | 10% | Michael | 7.2 IDHMI, IDMST: HUMAN MACHINE INTFC (HARMONY)
XBTZG62 | SCR.PROTEC.SHEETS FOR XBTGT2XXX PANEL | 2526700 | 2297000 | 10% | Michael | 7.2 IDHMI, IDMST: HUMAN MACHINE INTFC (HARMONY)
XBTZG65 | SCR.PROTEC.SHEETS FOR XBTGT52XX PANEL | 2894100 | 2631000 | 10% | Michael | 7.2 IDHMI, IDMST: HUMAN MACHINE INTFC (HARMONY)
HMIYMIN4GEU1 | Interface Mini PCIe 4G EU for iPC | 10695300 | 9723000 | 10% | Michael | 7.2 IDHMI, IDMST: HUMAN MACHINE INTFC (HARMONY)
AOABS3CZSSXMZZ | Bản quyền Builder Essential | 34226500 | 31115000 | 10% | Michael | 7.2 IDHMI, IDMST: HUMAN MACHINE INTFC (HARMONY) | AOA
AOARS1CZSSPMZZ | Bản quyền Runtime lv1 - 100 information, 20 POI | 17820000 | 16200000 | 10% | Michael | 7.2 IDHMI, IDMST: HUMAN MACHINE INTFC (HARMONY) | AOA
AOARS2CZSSPMZZ | Bản quyền Runtime lv2 - 250 information, 50 POI | 29319400 | 26654000 | 10% | Michael | 7.2 IDHMI, IDMST: HUMAN MACHINE INTFC (HARMONY) | AOA
AOARS3CZSSPMZZ | Bản quyền Runtime lv3 - unlimited information and POI | 68420000 | 62200000 | 10% | Michael | 7.2 IDHMI, IDMST: HUMAN MACHINE INTFC (HARMONY) | AOA
AOABM3CZMSXMZZ | Bản quyền Builder Performance | 43139800 | 39218000 | 10% | Michael | 7.2 IDHMI, IDMST: HUMAN MACHINE INTFC (HARMONY) | AOA
AOARM1CZMSPMZZ | Bản quyền Runtime Perf Lv 1 - 100 information, 20 POI, 10 procedure | 21465400 | 19514000 | 10% | Michael | 7.2 IDHMI, IDMST: HUMAN MACHINE INTFC (HARMONY) | AOA
AOARM2CZMSPMZZ | Bản quyền Runtime Perf Lv 2 - 250 information, 50 POI, 20 procedure | 38409800 | 34918000 | 10% | Michael | 7.2 IDHMI, IDMST: HUMAN MACHINE INTFC (HARMONY) | AOA
AOARM3CZMSPMZZ | Bản quyền Runtime Perf Lv 3 - unlimited information | 84140100 | 76491000 | 10% | Michael | 7.2 IDHMI, IDMST: HUMAN MACHINE INTFC (HARMONY) | AOA
AOABS3CZSSXRNW | Gia hạn bản quyền Builder Essential (mỗi năm) | 13805000 | 12550000 | 10% | Michael | 7.2 IDHMI, IDMST: HUMAN MACHINE INTFC (HARMONY) | AOA
AOABM3CZMSXRNW | Gia hạn bản quyền Builder Performance (mỗi năm) | 17254600 | 15686000 | 10% | Michael | 7.2 IDHMI, IDMST: HUMAN MACHINE INTFC (HARMONY) | AOA
HMIVXLBT64KDV80 | EcoStruxure Machine SCADA Expert V8.1 ServicePack2 for Supervision (Build time DVD), 64000 Tags | 103591400 | 94174000 | 10% | Michael | 7.2 IDHMI, IDMST: HUMAN MACHINE INTFC (HARMONY) | EMSE
HMIVXLBT32KDV80 | EcoStruxure Machine SCADA Expert V8.1 ServicePack2 for Line Management Plus (Build time DVD), 32000 Tags | 77693000 | 70630000 | 10% | Michael | 7.2 IDHMI, IDMST: HUMAN MACHINE INTFC (HARMONY) | EMSE
HMIVXLBT4KDV80 | EcoStruxure Machine SCADA Expert V8.1 ServicePack2 for Line Management (Build time DVD), 4000 Tags | 51794600 | 47086000 | 10% | Michael | 7.2 IDHMI, IDMST: HUMAN MACHINE INTFC (HARMONY) | EMSE
HMIVXLBT1KDV80 | EcoStruxure Machine SCADA Expert V8.1 ServicePack2 for Machine Control (Build time DVD), 1500 Tags | 29134600 | 26486000 | 10% | Michael | 7.2 IDHMI, IDMST: HUMAN MACHINE INTFC (HARMONY) | EMSE
HMIVXLBT64KLV80 | EcoStruxure Machine SCADA Expert V8.1 ServicePack2 for Supervision (Build time License), 64000 Tags | 103591400 | 94174000 | 10% | Michael | 7.2 IDHMI, IDMST: HUMAN MACHINE INTFC (HARMONY) | EMSE
HMIVXLBT32KLV80 | EcoStruxure Machine SCADA Expert V8.1 ServicePack2 for Line Management Plus (Build time License), 32000 Tags | 77693000 | 70630000 | 10% | Michael | 7.2 IDHMI, IDMST: HUMAN MACHINE INTFC (HARMONY) | EMSE
HMIVXLBT4KLV80 | EcoStruxure Machine SCADA Expert V8.1 ServicePack2 for Line Management (Build time License), 4000 Tags | 51794600 | 47086000 | 10% | Michael | 7.2 IDHMI, IDMST: HUMAN MACHINE INTFC (HARMONY) | EMSE
HMIVXLBT1KLV80 | EcoStruxure Machine SCADA Expert V8.1 ServicePack2 for Machine Control (Build time License), 1500 Tags | 29134600 | 26486000 | 10% | Michael | 7.2 IDHMI, IDMST: HUMAN MACHINE INTFC (HARMONY) | EMSE
HMIVXLUG64KBT | Upgrade license (Build time) from 32000 tags to 64000 tags | 25897300 | 23543000 | 10% | Michael | 7.2 IDHMI, IDMST: HUMAN MACHINE INTFC (HARMONY) | EMSE
HMIVXLUG32KBT | Upgrade license (Build time) from 4000 tags to 32000 tags | 25897300 | 23543000 | 10% | Michael | 7.2 IDHMI, IDMST: HUMAN MACHINE INTFC (HARMONY) | EMSE
HMIVXLUG4KBT | Upgrade license (Build time) from 1500 tags to 4000 tags | 22661100 | 20601000 | 10% | Michael | 7.2 IDHMI, IDMST: HUMAN MACHINE INTFC (HARMONY) | EMSE
HMIVXLRT64KLV80 | EcoStruxure Machine SCADA Expert V8.1 ServicePack2 for Supervision (Runtime License), 64000 Tags | 84166500 | 76515000 | 10% | Michael | 7.2 IDHMI, IDMST: HUMAN MACHINE INTFC (HARMONY) | EMSE
HMIVXLRT32KLV80 | EcoStruxure Machine SCADA Expert V8.1 ServicePack2 for Line Management Plus (Runtime License), 32000 Tags | 61506500 | 55915000 | 10% | Michael | 7.2 IDHMI, IDMST: HUMAN MACHINE INTFC (HARMONY) | EMSE
HMIVXLRT4KLV80 | EcoStruxure Machine SCADA Expert V8.1 ServicePack2 for Line Management (Runtime License), 4000 Tags | 42083800 | 38258000 | 10% | Michael | 7.2 IDHMI, IDMST: HUMAN MACHINE INTFC (HARMONY) | EMSE
HMIVXLRT1KLV80 | EcoStruxure Machine SCADA Expert V8.1 ServicePack2 Build time for Machine Control (Runtime License), 1500 Tags | 24279200 | 22072000 | 10% | Michael | 7.2 IDHMI, IDMST: HUMAN MACHINE INTFC (HARMONY) | EMSE
HMIVXLUG64KRT | Upgrade license (Runtime) from 32000 tags to 64000 tags | 22661100 | 20601000 | 10% | Michael | 7.2 IDHMI, IDMST: HUMAN MACHINE INTFC (HARMONY) | EMSE
HMIVXLUG32KRT | Upgrade license (Runtime) from 4000 tags to 32000 tags | 19422700 | 17657000 | 10% | Michael | 7.2 IDHMI, IDMST: HUMAN MACHINE INTFC (HARMONY) | EMSE
HMIVXLUG4KRT | Upgrade license (Runtime) from 1500 tags to 4000 tags | 17804600 | 16186000 | 10% | Michael | 7.2 IDHMI, IDMST: HUMAN MACHINE INTFC (HARMONY) | EMSE
HMIVXL3PRT64KLV80 | EcoStruxure Machine SCADA Expert V8.* for Supervision (3rd Party PC Runtime License), 64000 Tags | 100029600 | 90936000 | 10% | Michael | 7.2 IDHMI, IDMST: HUMAN MACHINE INTFC (HARMONY) | EMSE
HMIVXL3PRT32KLV80 | EcoStruxure Machine SCADA ExpertV8.* for Line Management Plus (3rd Party PC Runtime License), 32000 Tags | 80605800 | 73278000 | 10% | Michael | 7.2 IDHMI, IDMST: HUMAN MACHINE INTFC (HARMONY) | EMSE
HMIVXL3PRT4KLV80 | EcoStruxure Machine SCADA Expert V8.* for Line Management (3rd Party PC Runtime License), 4000 Tags | 63124600 | 57386000 | 10% | Michael | 7.2 IDHMI, IDMST: HUMAN MACHINE INTFC (HARMONY) | EMSE
HMIVXL3PRT1KLV80 | EcoStruxure Machine SCADA Expert V8.* Machine Control (3rd Party PC Runtime License), 1500 Tags | 38846500 | 35315000 | 10% | Michael | 7.2 IDHMI, IDMST: HUMAN MACHINE INTFC (HARMONY) | EMSE
HMIVXL3PUG64KRT | Upgrade license (3rd Party PC Runtime) from 32000 tags to 64000 tags | 19422700 | 17657000 | 10% | Michael | 7.2 IDHMI, IDMST: HUMAN MACHINE INTFC (HARMONY) | EMSE
HMIVXL3PUG32KRT | Upgrade license (3rd Party PC Runtime) from 4000 tags to 32000 tags | 17482300 | 15893000 | 10% | Michael | 7.2 IDHMI, IDMST: HUMAN MACHINE INTFC (HARMONY) | EMSE
HMIVXL3PUG4KRT | Upgrade license (3rd Party PC Runtime) from 1500 tags to 4000 tags | 24279200 | 22072000 | 10% | Michael | 7.2 IDHMI, IDMST: HUMAN MACHINE INTFC (HARMONY) | EMSE
HMIVXLTC | Thin Client License for Secure Viewer and Mobile Access | 13596000 | 12360000 | 10% | Michael | 7.2 IDHMI, IDMST: HUMAN MACHINE INTFC (HARMONY) | EMSE
HMIVXLTK | PanelBuilder Import Wizard, PanelMate Import Wizard and FactoryTalk Import Wizard are included | 22984500 | 20895000 | 10% | Michael | 7.2 IDHMI, IDMST: HUMAN MACHINE INTFC (HARMONY) | EMSE
HMIVXLUSBL | USB Hard key | 4208600 | 3826000 | 10% | Michael | 7.2 IDHMI, IDMST: HUMAN MACHINE INTFC (HARMONY) | EMSE
VJOCNTPACKESS | EcoStruxure Secure Connect Advisor Essential Pack Essential Pack Annual Subscription, Digital Licenses: • 1 GateManager Customer Domain • 1 LinkManager Floating License • 1 LinkManagerMobile License • 1 SiteManager Extended 5 (Annual) | 11863500 | 10785000 | 10% | Michael | 7.2 IDHMI, IDMST: HUMAN MACHINE INTFC (HARMONY) | Secured Connect
VJOCNTPACKENT | EcoStruxure Secure Connect Advisor Enterprise Pack Essential Pack Annual Subscription, Digital Licenses: • 1 GateManager Customer Domain • 1 LinkManager Floating License • 1 LinkManagerMobile License • 20 SiteManager Extended 5 (Annual) • 1 GateManager Premium Access | 197723900 | 179749000 | 10% | Michael | 7.2 IDHMI, IDMST: HUMAN MACHINE INTFC (HARMONY) | Secured Connect
VJOCNTLML | EcoStruxure Secure Connect Advisor LinkManager License | 4315300 | 3923000 | 10% | Michael | 7.2 IDHMI, IDMST: HUMAN MACHINE INTFC (HARMONY) | Secured Connect
VJOCNTLMM | EcoStruxure Secure Connect Advisor LinkManager Mobile License | 4315300 | 3923000 | 10% | Michael | 7.2 IDHMI, IDMST: HUMAN MACHINE INTFC (HARMONY) | Secured Connect
VJOCNTSMBASIC | EcoStruxure Secure Connect Advisor SiteManager Basic License (5 HMI units) | 10774500 | 9795000 | 10% | Michael | 7.2 IDHMI, IDMST: HUMAN MACHINE INTFC (HARMONY) | Secured Connect
VJOCNTSMEXT5 | EcoStruxure Secure Connect Advisor SiteManager Extended 5 Assets (connected devices) License | 11971300 | 10883000 | 10% | Michael | 7.2 IDHMI, IDMST: HUMAN MACHINE INTFC (HARMONY) | Secured Connect
VJOCNTSMEXT10 | EcoStruxure Secure Connect Advisor SiteManager Extended 10 Assets (connected devices) License | 15323000 | 13930000 | 10% | Michael | 7.2 IDHMI, IDMST: HUMAN MACHINE INTFC (HARMONY) | Secured Connect
VJOCNTGMPREM | EcoStruxure Secure Connect Advisor GateManager Premium Access | 35913900 | 32649000 | 10% | Michael | 7.2 IDHMI, IDMST: HUMAN MACHINE INTFC (HARMONY) | Secured Connect
VJOCNTSTAT | EcoStruxure Secure Connect Advisor User statistics | 14364900 | 13059000 | 10% | Michael | 7.2 IDHMI, IDMST: HUMAN MACHINE INTFC (HARMONY) | Secured Connect
15336 | TIME SWITCH 24H WITH POWER RESERVE ACTI9 | 2849000 | 2590000 | 10% | Thanh Long | 2.13 IPS, Timer and Sensor Optimum
A9C30111 | ACTI9 ITL 16A 1P 24VAC/12VDC IMPULSE REL | 935000 | 850000 | 10% | Thanh Long | 2.3 IC60N and FDA Optimum
A9C30112 | ACTI9 ITL16A 2NO 24VAC 50-60HZ 12VDC | 1155000 | 1050000 | 10% | Thanh Long | 2.3 IC60N and FDA Optimum
A9C30115 | ACTI9 ITLI 16A 1NO 1NF 24VAC 50-60HZ 12V | 1628000 | 1480000 | 10% | Thanh Long | 2.3 IC60N and FDA Optimum
A9C30211 | ACTI9 ITL 16A 1P 48VAC/24VDC IMPULSE REL | 946000 | 860000 | 10% | Thanh Long | 2.3 IC60N and FDA Optimum
A9C30212 | ACTI9 ITL16A 2NO 48VAC 50-60HZ 24VDC | 1034000 | 940000 | 10% | Thanh Long | 2.3 IC60N and FDA Optimum
A9C30215 | ACTI9 ITLI 16A 1NO 1NF 48VAC 50-60HZ 24V | 1683000 | 1530000 | 10% | Thanh Long | 2.3 IC60N and FDA Optimum
A9C30312 | ACTI9 ITL16A 2NO 130VAC 50-60HZ 48VDC | 1232000 | 1120000 | 10% | Thanh Long | 2.3 IC60N and FDA Optimum
A9C30814 | ACTI9 ITL16A 4NO 230/240VAC 50-60HZ 110V | 3443000 | 3130000 | 10% | Thanh Long | 2.3 IC60N and FDA Optimum
A9C32116 | ACTI9 IETL16A 1O-F ET 1NO 24VAC 50-60HZ | 2068000 | 1880000 | 10% | Thanh Long | 2.3 IC60N and FDA Optimum
A9C32216 | ACTI9 IETL16A 1O-F ET 1NO 48VAC 50-60HZ | 2090000 | 1900000 | 10% | Thanh Long | 2.3 IC60N and FDA Optimum
A9C34811 | ACTI9 ITLM 16A 1NO 230...240VAC 50-60HZ | 1485000 | 1350000 | 10% | Thanh Long | 2.3 IC60N and FDA Optimum
A9N15635 | ACTI9 STI 1P 20A FUSE 8.5 X 31.5 MM FUSE | 308000 | 280000 | 10% | Thanh Long | 2.4 FDB and accessories Optimum
A9N15645 | STI 1P+N 8,5X31,5 | 539000 | 490000 | 10% | Thanh Long | 2.4 FDB and accessories Optimum
A9N15650 | ACTI9 STI 2P 20A FUSE 8.5 X 31.5 MM FUSE | 605000 | 550000 | 10% | Thanh Long | 2.4 FDB and accessories Optimum
A9N15655 | ACTI9 STI 3P 20A FUSE 8.5 X 31.5 MM FUSE | 913000 | 830000 | 10% | Thanh Long | 2.4 FDB and accessories Optimum
A9N15657 | STI 3P+N 8,5X31,5 400V | 1144000 | 1040000 | 10% | Thanh Long | 2.4 FDB and accessories Optimum
A9S65240 | ACTI9 ISW SWITCH 2P 40A 415VAC | 748000 | 680000 | 10% | Thanh Long | 2.4 FDB and accessories Optimum
A9S65340 | ACTI9 ISW SWITCH 3P 40A 415VAC | 1111000 | 1010000 | 10% | Thanh Long | 2.4 FDB and accessories Optimum
A9E21182 | VOLTAGE CONTROL RELAY IRCU 8A 2P UC 230 | 8437000 | 7670000 | 10% | Thanh Long | 2.3 IC60N and FDA Optimum
13155 | ENCLOSURE KAEDRA FOR 3 SOCKETS | 2750000 | 2500000 | 10% | Thanh Long | 1.8 Acti9 Enclosure and FDS Optimum
13156 | ENCLOSURE KAEDRA FOR 6 SOCKETS | 3377000 | 3070000 | 10% | Thanh Long | 1.8 Acti9 Enclosure and FDS Optimum
13364 | TERMINAL SUPPORT 12M | 99000 | 90000 | 10% | Thanh Long | 1.8 Acti9 Enclosure and FDS Optimum
13434 | KAEDRA ENCLOSURE 2X18 MOD | 4301000 | 3910000 | 10% | Thanh Long | 1.8 Acti9 Enclosure and FDS Optimum
13435 | KAEDRA ENCLOSURE 3X12 MOD | 4532000 | 4120000 | 10% | Thanh Long | 1.8 Acti9 Enclosure and FDS Optimum
13436 | KAEDRA ENCLOSURE 3X18 MOD | 5984000 | 5440000 | 10% | Thanh Long | 1.8 Acti9 Enclosure and FDS Optimum
13437 | KAEDRA ENCLOSURE 4X18 MOD | 7986000 | 7260000 | 10% | Thanh Long | 1.8 Acti9 Enclosure and FDS Optimum
13575 | TERMINAL BLOCK 80A 4 HOLES | 88000 | 80000 | 10% | Thanh Long | 1.8 Acti9 Enclosure and FDS Optimum
13577 | TERMINAL BLOCK 80A 16 HOLES | 209000 | 190000 | 10% | Thanh Long | 1.8 Acti9 Enclosure and FDS Optimum
13579 | TERMINAL BLOCK 80A 32 HOLES | 330000 | 300000 | 10% | Thanh Long | 1.8 Acti9 Enclosure and FDS Optimum
13944 | 1R 12 MOD FULL FRONT PLATE | 407000 | 370000 | 10% | Thanh Long | 1.8 Acti9 Enclosure and FDS Optimum
13984 | ENCLOSURE KAEDRA 2*18 MOD (A) | 3949000 | 3590000 | 10% | Thanh Long | 1.8 Acti9 Enclosure and FDS Optimum
13986 | ENCLOSURE KAEDRA 54 MOD (A) | 5357000 | 4870000 | 10% | Thanh Long | 1.8 Acti9 Enclosure and FDS Optimum
13987 | ENCLOSURE KAEDRA 72 MOD (A) | 7282000 | 6620000 | 10% | Thanh Long | 1.8 Acti9 Enclosure and FDS Optimum
A9XAH257 | ACTI 9 COMB BUSBAR AUX2P 100A 57 MODULES | 1034000 | 940000 | 10% | Thanh Long | 1.8 Acti9 Enclosure and FDS Optimum
A9XAH357 | ACTI 9 COMB BUSBAR AUX3P 100A 57 MODULES | 1540000 | 1400000 | 10% | Thanh Long | 1.8 Acti9 Enclosure and FDS Optimum
A9XAH457 | ACTI 9 COMB BUSBAR AUX4P 100A 57 MODULES | 2739000 | 2490000 | 10% | Thanh Long | 1.8 Acti9 Enclosure and FDS Optimum
A9XPCD04 | ACTI 9 SET OF 4 CONNECTORS | 990000 | 900000 | 10% | Thanh Long | 1.8 Acti9 Enclosure and FDS Optimum
A9XPCM04 | ACTI 9 SET OF 4 CONNECTORS | 1056000 | 960000 | 10% | Thanh Long | 1.8 Acti9 Enclosure and FDS Optimum
A9XPE110 | ACTI 9 SET OF 10 END CAPS 1P | 352000 | 320000 | 10% | Thanh Long | 1.8 Acti9 Enclosure and FDS Optimum
A9XPE210 | ACTI 9 SET OF 10 END CAPS 2P | 374000 | 340000 | 10% | Thanh Long | 1.8 Acti9 Enclosure and FDS Optimum
A9XPE310 | ACTI 9 SET OF 10 END CAPS 3P | 429000 | 390000 | 10% | Thanh Long | 1.8 Acti9 Enclosure and FDS Optimum
A9XPE410 | ACTI 9 SET OF 10 END CAPS 4P | 473000 | 430000 | 10% | Thanh Long | 1.8 Acti9 Enclosure and FDS Optimum
A9XPH212 | ACTI 9 COMB BUSBAR 2P 100A 12 MODULES | 572000 | 520000 | 10% | Thanh Long | 1.8 Acti9 Enclosure and FDS Optimum
A9XPH224 | ACTI 9 COMB BUSBAR 2P 100A 24 MODULES | 990000 | 900000 | 10% | Thanh Long | 1.8 Acti9 Enclosure and FDS Optimum
A9XPH257 | ACTI 9 COMB BUSBAR 2P 100A 57 MODULES | 1628000 | 1480000 | 10% | Thanh Long | 1.8 Acti9 Enclosure and FDS Optimum
A9XPH312 | ACTI 9 COMB BUSBAR 3P 100A 12 MODULES | 704000 | 640000 | 10% | Thanh Long | 1.8 Acti9 Enclosure and FDS Optimum
A9XPH324 | ACTI 9 COMB BUSBAR 3P 100A 24 MODULES | 1100000 | 1000000 | 10% | Thanh Long | 1.8 Acti9 Enclosure and FDS Optimum
A9XPH357 | ACTI 9 COMB BUSBAR 3P 100A 57 MODULES | 2178000 | 1980000 | 10% | Thanh Long | 1.8 Acti9 Enclosure and FDS Optimum
A9XPH557 | ACTI 9 COMB BUSBAR 4P REPART. 100A 57 MO | 2882000 | 2620000 | 10% | Thanh Long | 1.8 Acti9 Enclosure and FDS Optimum
A9XPT920 | SET OF 20 TOOTH CAPS | 517000 | 470000 | 10% | Thanh Long | 1.8 Acti9 Enclosure and FDS Optimum
04000 | MULTICLIP 4P 80A 24M | 5434000 | 4940000 | 10% | Thanh Long | 1.8 Acti9 Enclosure and FDS Optimum
13136 | enclos. access 90x100 plate 65x85 outlet | 169400 | 154000 | 10% | Thanh Long | 1.8 Acti9 Enclosure and FDS Optimum
13137 | enclos. access. 90x100 plate 65x65&75x75 | 187000 | 170000 | 10% | Thanh Long | 1.8 Acti9 Enclosure and FDS Optimum
21501 | COMB BUSBAR PH AND N 12POLES | 396000 | 360000 | 10% | Thanh Long | 1.8 Acti9 Enclosure and FDS Optimum
A9XPH106 | ACTI 9 COMB BUSBAR 1P 100A 6 MODULES | 330000 | 300000 | 10% | Thanh Long | 1.8 Acti9 Enclosure and FDS Optimum
E8432EPD3_WE | 300VA 50HZ 2G FULL-FLAT UNI DIMMER W/LED | 2697200 | 2452000 | 10% | Thanh Long | 1.7 CL E format and accessories Optimum
E8432D20_G19 | 20A 2 GANG DOUBLE POLE SWITCH W. NEON, W | 647900 | 589000 | 10% | Thanh Long | 1.7 CL E format and accessories Optimum
E8431D32_G19 | 32A 1GANG DOUBLE POLE SWITCH | 652300 | 593000 | 10% | Thanh Long | 1.7 CL E format and accessories Optimum
E8431D45_G19 | 45A 1 GANG DOUBLE POLE SWITCH W. NEON, W | 1118700 | 1017000 | 10% | Thanh Long | 1.7 CL E format and accessories Optimum
E84426_16TS_WE | 1 Gang International socket | 304700 | 277000 | 10% | Thanh Long | 1.7 CL E format and accessories Optimum
E8415N_G19 | 13A 1G Switched (DP) Socket | 284900 | 259000 | 10% | Thanh Long | 1.7 CL E format and accessories Optimum
E84T25N_G19 | 13A TWIN GANG SWITCHED SOCKET W/NEON | 784300 | 713000 | 10% | Thanh Long | 1.7 CL E format and accessories Optimum
E8415D_G19 | 13A 1G PP Switch SKT with Neon | 294800 | 268000 | 10% | Thanh Long | 1.7 CL E format and accessories Optimum
E8415DN_G19 | 13A 1G Switched (DP) Socket with Neon | 348700 | 317000 | 10% | Thanh Long | 1.7 CL E format and accessories Optimum
E84T25DN_G19 | 13A TWIN GANG DOUBLE POLE SWITCHED SOCKE | 666600 | 606000 | 10% | Thanh Long | 1.7 CL E format and accessories Optimum
E84T15D45N_G19 | 45A DOUBLE POLE SWITCH +13A SWITCHED SOC | 1219900 | 1109000 | 10% | Thanh Long | 1.7 CL E format and accessories Optimum
E8432D20_SZ_G19 | 20A 2 GANG DOUBLE POLE SWITCH W. NEON, S | 740300 | 673000 | 10% | Thanh Long | 1.7 CL E format and accessories Optimum
E8431D45_SZ_G19 | 45A 1GANG DOUBLE POLE SWITCH | 1342000 | 1220000 | 10% | Thanh Long | 1.7 CL E format and accessories Optimum
E84426U_SZ_G19 | 10A 1G SOCKET, SILVER BRONZE | 150700 | 137000 | 10% | Thanh Long | 1.7 CL E format and accessories Optimum
E84426_16TS_SZ | 16A 1G INT SKT SZ | 365200 | 332000 | 10% | Thanh Long | 1.7 CL E format and accessories Optimum
E8432EPD3_SA | 300VA 50HZ 2G FULL-FLAT UNI DIMMER W/LED | 2858900 | 2599000 | 10% | Thanh Long | 1.7 CL E format and accessories Optimum
E8432D20_SA_G19 | 20A 2 GANG DOUBLE POLE SWITCH W. NEON, S | 740300 | 673000 | 10% | Thanh Long | 1.7 CL E format and accessories Optimum
E8431D32_SA_G19 | 1G 32A DP ROCKER SWITCH SILVER SATIN | 784300 | 713000 | 10% | Thanh Long | 1.7 CL E format and accessories Optimum
E8431D45_SA_G19 | 5A 1GANG DOUBLE POLE SWITCH | 1342000 | 1220000 | 10% | Thanh Long | 1.7 CL E format and accessories Optimum
E84426_16TS_SA | 16A 1G INT SKT SA | 365200 | 332000 | 10% | Thanh Long | 1.7 CL E format and accessories Optimum
E84426_SZ_G19 | 13A 1 GANG SOCKET, BRITISH STANDARD, SIL | 173800 | 158000 | 10% | Thanh Long | 1.7 CL E format and accessories Optimum
E8415N_SZ_G19 | 13A 1G Switched (DP) Socket | 341000 | 310000 | 10% | Thanh Long | 1.7 CL E format and accessories Optimum
E84T426_SZ_G19 | 13A 2G SOCKET | 414700 | 377000 | 10% | Thanh Long | 1.7 CL E format and accessories Optimum
E84T25_SZ_G19 | 13A 2G SOCKET W/ONDICATOR | 554400 | 504000 | 10% | Thanh Long | 1.7 CL E format and accessories Optimum
E84T25N_SZ_G19 | 13A 2G SWITCHED SOCKET W/NEON | 616000 | 560000 | 10% | Thanh Long | 1.7 CL E format and accessories Optimum
E8415D_SZ_G19 | 13A 1G PP Switch SKT with Neon | 353100 | 321000 | 10% | Thanh Long | 1.7 CL E format and accessories Optimum
E84T25D_SZ_G19 | 13A 2G DP SWITCHED SOCKET W/ONDICATOR | 801900 | 729000 | 10% | Thanh Long | 1.7 CL E format and accessories Optimum
E8415DN_SZ_G19 | 13A 1G Switched (DP) Socket with Neon | 419100 | 381000 | 10% | Thanh Long | 1.7 CL E format and accessories Optimum
E84T25DN_SZ_G19 | 13A 2G DP SWITCHED SCOKET W/NEON | 961400 | 874000 | 10% | Thanh Long | 1.7 CL E format and accessories Optimum
E84T15D45N_SZ_G19 | 45A FULL-FLAT DP SW W/N+13A SWD SO | 1463000 | 1330000 | 10% | Thanh Long | 1.7 CL E format and accessories Optimum
E84426_SA_G19 | 13A 1 GANG SOCKET, BRITISH STANDARD, SIL | 173800 | 158000 | 10% | Thanh Long | 1.7 CL E format and accessories Optimum
E8415_SA_G19 | 13A 1G PP SW SKT(position of the SW.) | 291500 | 265000 | 10% | Thanh Long | 1.7 CL E format and accessories Optimum
E8415N_SA_G19 | 13A 1G Switched (DP) Socket | 341000 | 310000 | 10% | Thanh Long | 1.7 CL E format and accessories Optimum
E84T426_SA_G19 | TWIN GANG 13A SOCKET SILVER SATIN | 363000 | 330000 | 10% | Thanh Long | 1.7 CL E format and accessories Optimum
E84T25_SA_G19 | 13A 2G SWITCHED SOCKET W-ONDICATOR | 554400 | 504000 | 10% | Thanh Long | 1.7 CL E format and accessories Optimum
E84T25N_SA_G19 | TWIN GANG SW SOCKET W/NEON SILVER SATIN | 616000 | 560000 | 10% | Thanh Long | 1.7 CL E format and accessories Optimum
E8415D_SA_G19 | 13A 1G PP Switch SKT with Neon | 353100 | 321000 | 10% | Thanh Long | 1.7 CL E format and accessories Optimum
E84T25D_SA_G19 | 13A 2G SWITCHED (DP) SOCKET | 801900 | 729000 | 10% | Thanh Long | 1.7 CL E format and accessories Optimum
E84T15D45N_SA_G19 | 45A FULL-FLAT DP SW W/N+13A SWD SO | 1463000 | 1330000 | 10% | Thanh Long | 1.7 CL E format and accessories Optimum
E8432TVS_G19 | 2 GANG TV SOCKET SLAVE | 371800 | 338000 | 10% | Thanh Long | 1.7 CL E format and accessories Optimum
E8432RJ_5_G19 | 2G DATA OUTLET CAT5E | 862400 | 784000 | 10% | Thanh Long | 1.7 CL E format and accessories Optimum
E8432RJS_5_G19 | 2 GANG DATA CAT5E W. SHUTTER ON PLATE, W | 349800 | 318000 | 10% | Thanh Long | 1.7 CL E format and accessories Optimum
E8432RJ_6_G19 | 2G DATA OUTLET CAT6E | 1039500 | 945000 | 10% | Thanh Long | 1.7 CL E format and accessories Optimum
E8432TDRJS_5_G19 | TEL + DATA CAT5E W. INTEGRATED SHUTTER, | 309100 | 281000 | 10% | Thanh Long | 1.7 CL E format and accessories Optimum
E8432RJ_G19 | 2 Gang Wallplate without Modular Jack | 102300 | 93000 | 10% | Thanh Long | 1.7 CL E format and accessories Optimum
E8432RJS_G19 | 2G Shuttered Wallplate W/O Modular Jack | 133100 | 121000 | 10% | Thanh Long | 1.7 CL E format and accessories Optimum
E84T727H_WE | UNIVERSAL SHAVER UNIT HORIZONTAL | 1563100 | 1421000 | 10% | Thanh Long | 1.7 CL E format and accessories Optimum
E8432DM_G19 | Don'tdisturb&PlscleanupIndicatorWE | 519200 | 472000 | 10% | Thanh Long | 1.7 CL E format and accessories Optimum
E8432TVS_SZ_G19 | 2 GANG TV SOCKET SLAVE | 447700 | 407000 | 10% | Thanh Long | 1.7 CL E format and accessories Optimum
E8432RJS4_SZ_G19 | 2G TELEPHONE SKT ON SHUTTERED WALLPLATE | 325600 | 296000 | 10% | Thanh Long | 1.7 CL E format and accessories Optimum
E8432RJ_5_SZ_G19 | 2G DATA OUTLET CAT5E | 1036200 | 942000 | 10% | Thanh Long | 1.7 CL E format and accessories Optimum
E8432RJ_6_SZ_G19 | 2 GANG DATA CAT6 W. INTEGRATED SHUTTER, | 1248500 | 1135000 | 10% | Thanh Long | 1.7 CL E format and accessories Optimum
E8432RJ_SZ_G19 | 2 Gang Wallplate without Modular Jack | 123200 | 112000 | 10% | Thanh Long | 1.7 CL E format and accessories Optimum
E8432RJS_SZ_G19 | 2G Shuttered Wallplate W/O Modular Jack | 158400 | 144000 | 10% | Thanh Long | 1.7 CL E format and accessories Optimum
E8432DM_SZ_G19 | Don't disturb&Pls clean up Indicator SZ | 622600 | 566000 | 10% | Thanh Long | 1.7 CL E format and accessories Optimum
E8432TVS_SA_G19 | 2 GANG TV SOCKET SLAVE | 447700 | 407000 | 10% | Thanh Long | 1.7 CL E format and accessories Optimum
E8432RJS4_SA_G19 | 2G TELEPHONE SKT ON SHUTTERED WALLPLATE | 325600 | 296000 | 10% | Thanh Long | 1.7 CL E format and accessories Optimum
E8431RJ_5_SA_G19 | 1 GANG DATA CAT5E W. INTEGRATED SHUTTER, | 607200 | 552000 | 10% | Thanh Long | 1.7 CL E format and accessories Optimum
E8432RJS_6_SA_G19 | 2G OUTLET 5E ON SHUTTERED WALLPLATE | 594000 | 540000 | 10% | Thanh Long | 1.7 CL E format and accessories Optimum
E8432TDRJS_5SA_G19 | TEL + DATA CAT5E W. INTEGRATED SHUTTER, | 369600 | 336000 | 10% | Thanh Long | 1.7 CL E format and accessories Optimum
E8432RJ_SA_G19 | 2 Gang Wallplate without Modular Jack | 123200 | 112000 | 10% | Thanh Long | 1.7 CL E format and accessories Optimum
E8432RJS_SA_G19 | 2G Outlet 6e on Shuttered Wallplate | 158400 | 144000 | 10% | Thanh Long | 1.7 CL E format and accessories Optimum
E8432DM_SA_G19 | Don't disturb&Pls clean up Indicator SA | 622600 | 566000 | 10% | Thanh Long | 1.7 CL E format and accessories Optimum
E8431BPD_SA_G19 | 1G FULL-FLAT BELL SW W/DND SYM | 625900 | 569000 | 10% | Thanh Long | 1.7 CL E format and accessories Optimum
E3031H1_EWWW_G19 | 10A 1 GANG 1 WAY SWITCH W. LED, WHITE | 311300 | 283000 | 10% | Thanh Long | 1.7 CL E format and accessories Optimum
E3032H1_EWWW_G19 | 10A 2 GANG 1 WAY SWITCH W. LED, WHITE | 477400 | 434000 | 10% | Thanh Long | 1.7 CL E format and accessories Optimum
E3033H1_EWWW_G19 | 10A 3 GANG 1 WAY SWITCH W. LED, WHITE | 655600 | 596000 | 10% | Thanh Long | 1.7 CL E format and accessories Optimum
E3034H1_EWWW_G19 | 10A 4 GANG 1 WAY SWITCH W. LED, WHITE | 935000 | 850000 | 10% | Thanh Long | 1.7 CL E format and accessories Optimum
E3031H2_EWWW_G19 | 10A 1 GANG 2 WAY SWITCH W. LED, WHITE | 393800 | 358000 | 10% | Thanh Long | 1.7 CL E format and accessories Optimum
E3032H2_EWWW_G19 | 10A 2 GANG 2 WAY SWITCH W. LED, WHITE | 602800 | 548000 | 10% | Thanh Long | 1.7 CL E format and accessories Optimum
E3033H2_EWWW_G19 | 10A 3 GANG 2 WAY SWITCH W. LED, WHITE | 762300 | 693000 | 10% | Thanh Long | 1.7 CL E format and accessories Optimum
E3031HD_EWWW | E3000 PRESS DIMMER (1G WHITE VERSION) | 1732500 | 1575000 | 10% | Thanh Long | 1.7 CL E format and accessories Optimum
E3032HD_EWWW | E3000 PRESS DIMMER (2GGREY VERSION) | 3463900 | 3149000 | 10% | Thanh Long | 1.7 CL E format and accessories Optimum
E3031HD20_EWWW_G19 | 20A DOUBLE POLE SWITCH W. LED, WHITE | 492800 | 448000 | 10% | Thanh Long | 1.7 CL E format and accessories Optimum
E3031DR32_WW | 32A 250V DP COOKER SW WHITE SCH | 595100 | 541000 | 10% | Thanh Long | 1.7 CL E format and accessories Optimum
E3031DR32_EWWW | 32A 250V DP COOKER SW W/ WH LED WE SCH | 1301300 | 1183000 | 10% | Thanh Long | 1.7 CL E format and accessories Optimum
E3031DR45_WW | 45A 250V DP COOKER SW WHITE SCH | 1032900 | 939000 | 10% | Thanh Long | 1.7 CL E format and accessories Optimum
E3031DR45_EWWW | 45A 250V DP COOKER SW W/ WH LED WE SCH | 1769900 | 1609000 | 10% | Thanh Long | 1.7 CL E format and accessories Optimum
E3031TB_WW_G19 | #N/A | 302500 | 275000 | 10% | Thanh Long | 1.7 CL E format and accessories Optimum
E3030FSG_WW_G19 | #N/A | 423500 | 385000 | 10% | Thanh Long | 1.7 CL E format and accessories Optimum
E3030FSG_EWWW_G19 | #N/A | 614900 | 559000 | 10% | Thanh Long | 1.7 CL E format and accessories Optimum
E3031DFSG_WW_G19 | 13A FUSED CONNECTION UNIT W. DP, WHITE | 457600 | 416000 | 10% | Thanh Long | 1.7 CL E format and accessories Optimum
E3031DFSG_EWWW_G19 | #N/A | 859100 | 781000 | 10% | Thanh Long | 1.7 CL E format and accessories Optimum
E3031H1_EBGS_G19 | 10A 1 GANG 1 WAY SWITCH W. LED, GREY SIL | 322300 | 293000 | 10% | Thanh Long | 1.7 CL E format and accessories Optimum
E3032H1_EBGS_G19 | 10A 2 GANG 1 WAY SWITCH W. LED, GREY SIL | 491700 | 447000 | 10% | Thanh Long | 1.7 CL E format and accessories Optimum
E3033H1_EBGS_G19 | 10A 3 GANG 1 WAY SWITCH W. LED, GREY SIL | 675400 | 614000 | 10% | Thanh Long | 1.7 CL E format and accessories Optimum
E3034H1_EBGS_G19 | 10A 4 GANG 1 WAY SWITCH W. LED, GREY SIL | 966900 | 879000 | 10% | Thanh Long | 1.7 CL E format and accessories Optimum
E3031H2_EBGS_G19 | 10A 1 GANG 2 WAY SWITCH W. LED, GREY SIL | 404800 | 368000 | 10% | Thanh Long | 1.7 CL E format and accessories Optimum
E3032H2_EBGS_G19 | 10A 2 GANG 2 WAY SWITCH W. LED, GREY SIL | 621500 | 565000 | 10% | Thanh Long | 1.7 CL E format and accessories Optimum
E3033H2_EBGS_G19 | 10A 3 GANG 2 WAY SWITCH W. LED, GREY SIL | 849200 | 772000 | 10% | Thanh Long | 1.7 CL E format and accessories Optimum
E3031HIA_EBGS_G19 | 16A INTERMEDIATE SWITCH, HORIZONTAL, GRE | 408100 | 371000 | 10% | Thanh Long | 1.7 CL E format and accessories Optimum
E3032HD_EBGS | #N/A | 3463900 | 3149000 | 10% | Thanh Long | 1.7 CL E format and accessories Optimum
E3031HD_EBGS | E3000 PRESS DIMMER (1GGREY VERSION) | 1732500 | 1575000 | 10% | Thanh Long | 1.7 CL E format and accessories Optimum
E3031DR32_GS | 32A 250V DP COOKER SW GREY SCH | 712800 | 648000 | 10% | Thanh Long | 1.7 CL E format and accessories Optimum
E3031DR32_EBGS | 32A 250V DP COOKER SW W/ BLUE LED GY SCH | 1559800 | 1418000 | 10% | Thanh Long | 1.7 CL E format and accessories Optimum
E3031DR45_GS | 45A 250V DP COOKER SW W/BLUE LED GY SCH | 1240800 | 1128000 | 10% | Thanh Long | 1.7 CL E format and accessories Optimum
E3031DR45_EBGS | 45A 250V DP COOKER SW W/ BLUE LED GY SCH | 2125200 | 1932000 | 10% | Thanh Long | 1.7 CL E format and accessories Optimum
E3030FSG_GS_G19 | #N/A | 508200 | 462000 | 10% | Thanh Long | 1.7 CL E format and accessories Optimum
E3030FSG_EBGS_G19 | #N/A | 737000 | 670000 | 10% | Thanh Long | 1.7 CL E format and accessories Optimum
E3031DFSG_GS_G19 | #N/A | 522500 | 475000 | 10% | Thanh Long | 1.7 CL E format and accessories Optimum
E3031DFSG_EBGS_G19 | #N/A | 1031800 | 938000 | 10% | Thanh Long | 1.7 CL E format and accessories Optimum
E3015US_WW_G19 | #N/A | 292600 | 266000 | 10% | Thanh Long | 1.7 CL E format and accessories Optimum
E3426US2_WW_G19 | 10A 2 PIN DUPLEX SOCKET, WHITE | 237600 | 216000 | 10% | Thanh Long | 1.7 CL E format and accessories Optimum
E3426UESTR_WW_G19 | 16A 3 PIN SINGLE SOCKET, WHITE | 212300 | 193000 | 10% | Thanh Long | 1.7 CL E format and accessories Optimum
ET3426UEST2RWW_G19 | 16A 3 PIN DUPLEX SOCKET, WHITE | 321200 | 292000 | 10% | Thanh Long | 1.7 CL E format and accessories Optimum
E3426_10IS_WW | E3000 INTERNATIONAL SOCKET WHITE BLISTER | 389400 | 354000 | 10% | Thanh Long | 1.7 CL E format and accessories Optimum
E3426_WW_G19 | 13A, 3 PIN SOCKET, BRITISH STANDARD, WHI | 182600 | 166000 | 10% | Thanh Long | 1.7 CL E format and accessories Optimum
ET3426_WW_G19 | #N/A | 452100 | 411000 | 10% | Thanh Long | 1.7 CL E format and accessories Optimum
E3015_WW_G19 | #N/A | 338800 | 308000 | 10% | Thanh Long | 1.7 CL E format and accessories Optimum
E3015D_EWWW_G19 | 13A, 3 PIN SWITCHED SOCKET W. LED, BRITI | 415800 | 378000 | 10% | Thanh Long | 1.7 CL E format and accessories Optimum
ET3025D_EWWW | 13A 250V DP TWIN SWD SOC OUT& WH LED SCH | 1201200 | 1092000 | 10% | Thanh Long | 1.7 CL E format and accessories Optimum
E3426_16SS_WW | E3000 SCHUKO, UNSWITCHED SOCKET, WHITE W | 297000 | 270000 | 10% | Thanh Long | 1.7 CL E format and accessories Optimum
E3031TV_WW_G19 | 1 GANG TV OUTLET, WHITE | 349800 | 318000 | 10% | Thanh Long | 1.7 CL E format and accessories Optimum
E3031TVF_WW | 1G F CONN TV OUTLET GRIDPLATE SCH | 178200 | 162000 | 10% | Thanh Long | 1.7 CL E format and accessories Optimum
E3031STVM_WW_G19 | #N/A | 706200 | 642000 | 10% | Thanh Long | 1.7 CL E format and accessories Optimum
E3032VTV_WW_G19 | #N/A | 629200 | 572000 | 10% | Thanh Long | 1.7 CL E format and accessories Optimum
E3032VTVFM_2WW_G19 | #N/A | 368500 | 335000 | 10% | Thanh Long | 1.7 CL E format and accessories Optimum
E3031RJ_WW_G19 | 1 GANG TEL OUTLET W. SHUTTER, WHITE | 290400 | 264000 | 10% | Thanh Long | 1.7 CL E format and accessories Optimum
E3032RJ_WW_G19 | #N/A | 506000 | 460000 | 10% | Thanh Long | 1.7 CL E format and accessories Optimum
E3031RJ5E_WW_G19 | 1 GANG DATA OUTLET, CAT5E, W. SHUTTER, W | 455400 | 414000 | 10% | Thanh Long | 1.7 CL E format and accessories Optimum
E3032RJ5E_WW_G19 | 2 GANG 8 PIN DATA OUTLET, CAT5E, W. SHUT | 819500 | 745000 | 10% | Thanh Long | 1.7 CL E format and accessories Optimum
E3032TD_WW_G19 | TEL+DATA CAT5E OUTLET W. SHUTTER, WHITE | 667700 | 607000 | 10% | Thanh Long | 1.7 CL E format and accessories Optimum
E3030X_WW_G19 | 1 GANG BLANK PLATE, WHITE | 114400 | 104000 | 10% | Thanh Long | 1.7 CL E format and accessories Optimum
ET3030X_WW_G19 | #N/A | 188100 | 171000 | 10% | Thanh Long | 1.7 CL E format and accessories Optimum
ET3727V_WW | SHAVER UNTI VERTICAL, WHITE | 1906300 | 1733000 | 10% | Thanh Long | 1.7 CL E format and accessories Optimum
E3031EKTH_WW | E3000 KEY CARD SWITCH | 1889800 | 1718000 | 10% | Thanh Long | 1.7 CL E format and accessories Optimum
E3030VDM_WW_G19 | MESSAGE INDICATOR W. ILLUMINATED DND/PCU | 986700 | 897000 | 10% | Thanh Long | 1.7 CL E format and accessories Optimum
E3032HDM_WW_G19 | TWIN GANG, MESSAGE INDICATOR W. ILLUMINA | 1230900 | 1119000 | 10% | Thanh Long | 1.7 CL E format and accessories Optimum
E3031HBP_WW_G19 | BELL PRESS SWITCH HORIZONTAL, WHITE | 300300 | 273000 | 10% | Thanh Long | 1.7 CL E format and accessories Optimum
E3426US_GS_G19 | 10A 2 PIN SINGLE SOCKET, GREY SILVER | 217800 | 198000 | 10% | Thanh Long | 1.7 CL E format and accessories Optimum
E3426US2_GS_G19 | 10A 2 PIN DUPLEX SOCKET, GREY SILVER | 277200 | 252000 | 10% | Thanh Long | 1.7 CL E format and accessories Optimum
E3426UESTR_GS_G19 | 16A 3 PIN SINGLE SOCKET, GREY SILVER | 248600 | 226000 | 10% | Thanh Long | 1.7 CL E format and accessories Optimum
ET3426UEST2RGS_G19 | 16A 3 PIN TWIN SOCKET, GREY SILVER | 374000 | 340000 | 10% | Thanh Long | 1.7 CL E format and accessories Optimum
E3426_10IS_GS | E3000 INTERNATIONAL SOCKET GREY Blister | 468600 | 426000 | 10% | Thanh Long | 1.7 CL E format and accessories Optimum
E3426_GS_G19 | 13A, 3 PIN SOCKET, BRITISH STANDARD, GRE | 217800 | 198000 | 10% | Thanh Long | 1.7 CL E format and accessories Optimum
ET3426_GS_G19 | #N/A | 542300 | 493000 | 10% | Thanh Long | 1.7 CL E format and accessories Optimum
E3015_GS_G19 | #N/A | 370700 | 337000 | 10% | Thanh Long | 1.7 CL E format and accessories Optimum
ET3025D_EBGS | 13A250V DP TWIN SW SOC OUT & BL LED SCH | 1490500 | 1355000 | 10% | Thanh Long | 1.7 CL E format and accessories Optimum
E3426_16SS_GS | E3000SCHUKO UNSWITCHED SOCKET WHITE W bl | 357500 | 325000 | 10% | Thanh Long | 1.7 CL E format and accessories Optimum
E3031TV_GS_G19 | 1 GANG TV, GREY SILVER | 420200 | 382000 | 10% | Thanh Long | 1.7 CL E format and accessories Optimum
E3031TVF_GS | 1G F CONN TV OUTLET GRIDPLATE SCH | 214500 | 195000 | 10% | Thanh Long | 1.7 CL E format and accessories Optimum
E3031STVM_GS_G19 | #N/A | 848100 | 771000 | 10% | Thanh Long | 1.7 CL E format and accessories Optimum
E3032VTV_GS_G19 | #N/A | 738100 | 671000 | 10% | Thanh Long | 1.7 CL E format and accessories Optimum
E3032VTVFM_2_GS | #N/A | 422400 | 384000 | 10% | Thanh Long | 1.7 CL E format and accessories Optimum
E3031RJ_GS_G19 | 1 GANG 4 PIN TEL, CAT3, GREY SILVER | 347600 | 316000 | 10% | Thanh Long | 1.7 CL E format and accessories Optimum
E3032RJ_GS_G19 | #N/A | 605000 | 550000 | 10% | Thanh Long | 1.7 CL E format and accessories Optimum
E3031RJ5E_GS_G19 | 1 GANG 8 PIN DATA, CAT5E, W. SHUTTER, GR | 545600 | 496000 | 10% | Thanh Long | 1.7 CL E format and accessories Optimum
E3032RJ5E_GS_G19 | 2 GANG 8 PIN DATA, CAT5E, W. SHUTTER, GR | 982300 | 893000 | 10% | Thanh Long | 1.7 CL E format and accessories Optimum
E3032TD_GS_G19 | TEL&DATA CAT5E OUTLET, GREY SILVER | 803000 | 730000 | 10% | Thanh Long | 1.7 CL E format and accessories Optimum
ET3030X_GS_G19 | #N/A | 217800 | 198000 | 10% | Thanh Long | 1.7 CL E format and accessories Optimum
ET3727V_GS | SHAVER UNTI VERTICAL, GS | 2059200 | 1872000 | 10% | Thanh Long | 1.7 CL E format and accessories Optimum
E3031EKTH_GS | E3000 KEY CARD SWITCH | 1925000 | 1750000 | 10% | Thanh Long | 1.7 CL E format and accessories Optimum
E3030VDM_GS_G19 | MESSAGE INDICATOR W. ILLUMINATED DND/PCU | 1281500 | 1165000 | 10% | Thanh Long | 1.7 CL E format and accessories Optimum
E3032HDM_GS_G19 | TWIN GANG, MESSAGE INDICATOR W. ILLUMINA | 1601600 | 1456000 | 10% | Thanh Long | 1.7 CL E format and accessories Optimum
E8430FSG_SZ_G19 | 1G Unswitched Fused Connection Unit | 349800 | 318000 | 10% | Thanh Long | 1.7 CL E format and accessories Optimum
E8430TX_G19 | 2G Blank Plate | 104500 | 95000 | 10% | Thanh Long | 1.7 CL E format and accessories Optimum
E8430TX_SZ_G19 | 2G Blank Plate | 174900 | 159000 | 10% | Thanh Long | 1.7 CL E format and accessories Optimum
E8430X_G19 | 3G BLANK PLATE MODULE | 61600 | 56000 | 10% | Thanh Long | 1.7 CL E format and accessories Optimum
E8431BP1_SA_G19 | E84 Bell Press SWITCH | 225500 | 205000 | 10% | Thanh Long | 1.7 CL E format and accessories Optimum
E8431BPM_G19 | 1 GANG FULL-FLAT BELL SWITCH WITH ILLUMI | 454300 | 413000 | 10% | Thanh Long | 1.7 CL E format and accessories Optimum
E8431DFSGN_G19 | 1G Switched Fused Connection W/neon | 512600 | 466000 | 10% | Thanh Long | 1.7 CL E format and accessories Optimum
E8431PR1_G19 | 1GANG MOMENTARY SWITCH | 210100 | 191000 | 10% | Thanh Long | 1.7 CL E format and accessories Optimum
E8431PR1_SZ_G19 | 1GANG MOMENTARY SWITCH | 256300 | 233000 | 10% | Thanh Long | 1.7 CL E format and accessories Optimum
E8431RJ_5_G19 | 1 GANG DATA CAT5E W. INTEGRATED SHUTTER, | 489500 | 445000 | 10% | Thanh Long | 1.7 CL E format and accessories Optimum
E8431RJ_6_G19 | 1 GANG DATA CAT6 W. INTEGRATED SHUTTER, | 547800 | 498000 | 10% | Thanh Long | 1.7 CL E format and accessories Optimum
E8431RJ_6_SA_G19 | 1 GANG DATA CAT6 W. INTEGRATED SHUTTER, | 653400 | 594000 | 10% | Thanh Long | 1.7 CL E format and accessories Optimum
E8431RJ_6_SZ_G19 | 1 GANG DATA CAT6 W. INTEGRATED SHUTTER, | 664400 | 604000 | 10% | Thanh Long | 1.7 CL E format and accessories Optimum
E8431SPF_SA | 1 GANG FULL-FLAT FAN CONTROLLER SA | 2098800 | 1908000 | 10% | Thanh Long | 1.7 CL E format and accessories Optimum
E8431SPF_WE | 1G FULL-FLAT ELECTRONICS FAN CONTROLLER | 1749000 | 1590000 | 10% | Thanh Long | 1.7 CL E format and accessories Optimum
E8431TB_SZ_G19 | 25A CONNECTION UNIT | 233200 | 212000 | 10% | Thanh Long | 1.7 CL E format and accessories Optimum
E8432PR1_G19 | 2GANG MOMENTARY SWITCH | 291500 | 265000 | 10% | Thanh Long | 1.7 CL E format and accessories Optimum
E8432PR1_SA_G19 | 10A 2G FULL-FLAT PRESS ON/OFF SWITCH-SA | 326700 | 297000 | 10% | Thanh Long | 1.7 CL E format and accessories Optimum
E8432PR1_SZ | 10A 2G FULL-FLAT PRESS ON/OFF SWITCH SZ | 326700 | 297000 | 10% | Thanh Long | 1.7 CL E format and accessories Optimum
E8432PR1_WE | 10A 2G FULL-FLAT PRESS ON/OFF SWITCH | 291500 | 265000 | 10% | Thanh Long | 1.7 CL E format and accessories Optimum
E8432RJS_5_SZ_G19 | 2 GANG DATA CAT5E W. SHUTTER ON PLATE, S | 408100 | 371000 | 10% | Thanh Long | 1.7 CL E format and accessories Optimum
E8433PR1_SZ_G19 | 3 GANG MOMENTARY SWITCH | 501600 | 456000 | 10% | Thanh Long | 1.7 CL E format and accessories Optimum
E84554_SZ_G19 | 45A CONNECTION UNIT, SILVER BRONZE | 629200 | 572000 | 10% | Thanh Long | 1.7 CL E format and accessories Optimum
E84T34_2_G19 | 16AX/20A 2+2G 2W FULL-FLAT SWITCH | 595100 | 541000 | 10% | Thanh Long | 1.7 CL E format and accessories Optimum
E84T34_2_SZ_G19 | 4G 2 WAY SWITCH, SILVER BRONZE | 722700 | 657000 | 10% | Thanh Long | 1.7 CL E format and accessories Optimum
E3015R_WW_G19 | 13A, 3 PIN SWITCHED SOCKET, BRITISH STAN | 279400 | 254000 | 10% | Thanh Long | 1.7 CL E format and accessories Optimum
E3031H1_FWWW_G19 | 10A 1 GANG 1 WAY SWITCH W. FLUORES, WHIT | 176000 | 160000 | 10% | Thanh Long | 1.7 CL E format and accessories Optimum
E3031USB_GS_G19 | 1 x 2.1A USB Charger GS | 1430000 | 1300000 | 10% | Thanh Long | 1.7 CL E format and accessories Optimum
E3031USB_WW_G19 | 1 x 2.1A USB Charger WW | 1287000 | 1170000 | 10% | Thanh Long | 1.7 CL E format and accessories Optimum
E3031V1_EWWW_G19 | 10A 1 GANG 1 WAY SWITCH W. LED, WHITE, V | 308000 | 280000 | 10% | Thanh Long | 1.7 CL E format and accessories Optimum
E3031V1_FGGS_G19 | 10A 1 GANG 1 WAY SWITCH W. FLUORES, GREY | 209000 | 190000 | 10% | Thanh Long | 1.7 CL E format and accessories Optimum
E3031V2_EBGS_G19 | 10A 1 GANG 2 WAY SWITCH W. LED, GREY SIL | 407000 | 370000 | 10% | Thanh Long | 1.7 CL E format and accessories Optimum
E3031V2_EWWW_G19 | 10A 1 GANG 2 WAY SWITCH W. LED, WHITE, V | 363000 | 330000 | 10% | Thanh Long | 1.7 CL E format and accessories Optimum
E3031V2_FGGS_G19 | 10A 1 GANG 2 WAY SWITCH W. FLUORES, GREY | 264000 | 240000 | 10% | Thanh Long | 1.7 CL E format and accessories Optimum
E3031V2_FWWW_G19 | 10A 1 GANG 2 WAY SWITCH W. FLUORES, WHIT | 220000 | 200000 | 10% | Thanh Long | 1.7 CL E format and accessories Optimum
E3031VBP_GS | 4A bell push switch marked symbol_ grey/ | 308000 | 280000 | 10% | Thanh Long | 1.7 CL E format and accessories Optimum
E3031VBP_WW_G19 | 1 WAY BELL PRESS SWITCH VERTICAL, WHITE | 275000 | 250000 | 10% | Thanh Long | 1.7 CL E format and accessories Optimum
E3031VBPDM_GS_g19 | 4A BELL PUSH SWITCH W. ILLUMINATED DO N | 1221000 | 1110000 | 10% | Thanh Long | 1.7 CL E format and accessories Optimum
E3031VBPDM_WW_G19 | 4A BELL PUSH SWITCH W. ILLUMINATED DO N | 946000 | 860000 | 10% | Thanh Long | 1.7 CL E format and accessories Optimum
E3031VIA_EBGS | 16AX INTERMEDIATE V. SWITCH (EBGS) | 341000 | 310000 | 10% | Thanh Long | 1.7 CL E format and accessories Optimum
E3032H2_FGGS_G19 | 10A 2 GANG 2 WAY SWITCH W. FLUORES, GREY | 407000 | 370000 | 10% | Thanh Long | 1.7 CL E format and accessories Optimum
E3032HD20_EBGS_G19 | #N/A | 968000 | 880000 | 10% | Thanh Long | 1.7 CL E format and accessories Optimum
E3032HD20_EWWW_G19 | #N/A | 803000 | 730000 | 10% | Thanh Long | 1.7 CL E format and accessories Optimum
E3032RJK_GS | E3000 2G KEYSTONE PLATE SH - GS | 209000 | 190000 | 10% | Thanh Long | 1.7 CL E format and accessories Optimum
E3032RJK_GS_G19 | E3000 2G KEYSTONE PLATE SH - GS | 209000 | 190000 | 10% | Thanh Long | 1.7 CL E format and accessories Optimum
E3032USB_GS_G19 | 2 x 2.1A USB Charger, GS | 2134000 | 1940000 | 10% | Thanh Long | 1.7 CL E format and accessories Optimum
E3032USB_WW_G19 | 2 x 2.1A USB Charger, WW | 1980000 | 1800000 | 10% | Thanh Long | 1.7 CL E format and accessories Optimum
E3032V1_EWWW_G19 | 10A 2 GANG 1 WAY SWITCH W. LED, WHITE, V | 440000 | 400000 | 10% | Thanh Long | 1.7 CL E format and accessories Optimum
E3032V2_EBGS_G19 | 10A 2 GANG 2 WAY SWITCH W. LED, GREY SIL | 627000 | 570000 | 10% | Thanh Long | 1.7 CL E format and accessories Optimum
E3032V2_EWWW_G19 | 10A 2 GANG 2 WAY SWITCH W. LED, WHITE, V | 550000 | 500000 | 10% | Thanh Long | 1.7 CL E format and accessories Optimum
E3032V2_FGGS_G19 | 10A 2 GANG 2 WAY SWITCH W. FLUORES, GREY | 407000 | 370000 | 10% | Thanh Long | 1.7 CL E format and accessories Optimum
E3032V2_FWWW_G19 | 10A 2 GANG 2 WAY SWITCH W. FLUORES, WHIT | 330000 | 300000 | 10% | Thanh Long | 1.7 CL E format and accessories Optimum
E3033H2_FWWW_G19 | 10A 3 GANG 2 WAY SWITCH W. FLUORES, WHIT | 451000 | 410000 | 10% | Thanh Long | 1.7 CL E format and accessories Optimum
E3033V1_EBGS_G19 | 10A 3 GANG 1 WAY SWITCH W. LED, GREY SIL | 671000 | 610000 | 10% | Thanh Long | 1.7 CL E format and accessories Optimum
E3033V1_EWWW_G19 | 10A 3 GANG 1 WAY SWITCH W. LED, WHITE, V | 594000 | 540000 | 10% | Thanh Long | 1.7 CL E format and accessories Optimum
E3033V2_EBGS_G19 | 10A 3 GANG 2 WAY SWITCH W. LED, GREY SIL | 803000 | 730000 | 10% | Thanh Long | 1.7 CL E format and accessories Optimum
E3033V2_EWWW_G19 | 10A 3 GANG 2 WAY SWITCH W. LED, WHITE, V | 748000 | 680000 | 10% | Thanh Long | 1.7 CL E format and accessories Optimum
E3033V2_FGGS_G19 | 10A 3 GANG 2 WAY SWITCH W. FLUORES, GREY | 550000 | 500000 | 10% | Thanh Long | 1.7 CL E format and accessories Optimum
E3033V2_FWWW_G19 | 10A 3 GANG 2 WAY SWITCH W. FLUORES, WHIT | 451000 | 410000 | 10% | Thanh Long | 1.7 CL E format and accessories Optimum
E3034H1_FGGS_G19 | 10A 4 GANG 1 WAY SWITCH W. FLUORES, GREY | 616000 | 560000 | 10% | Thanh Long | 1.7 CL E format and accessories Optimum
E3034H1_FWWW_G19 | 10A 4 GANG 1 WAY SWITCH W. FLUORES, WHIT | 517000 | 470000 | 10% | Thanh Long | 1.7 CL E format and accessories Optimum
E3034H2_FGGS_G19 | 10A 4 GANG 2 WAY SWITCH W. FLUORES, GREY | 957000 | 870000 | 10% | Thanh Long | 1.7 CL E format and accessories Optimum
E3034H2_FWWW_G19 | 10A 4 GANG 2 WAY SWITCH W. FLUORES, WHIT | 803000 | 730000 | 10% | Thanh Long | 1.7 CL E format and accessories Optimum
E3426_10IS_GS_G19 | E3000 INTERNATIONAL SOCKET GREY | 462000 | 420000 | 10% | Thanh Long | 1.7 CL E format and accessories Optimum
E3426_10IS_WW_G19 | E3000 INTERNATIONAL SOCKET WHITE | 385000 | 350000 | 10% | Thanh Long | 1.7 CL E format and accessories Optimum
E3426UES2_WW_G19 | #N/A | 308000 | 280000 | 10% | Thanh Long | 1.7 CL E format and accessories Optimum
E3426UES2_GS_G19 | #N/A | 374000 | 340000 | 10% | Thanh Long | 1.7 CL E format and accessories Optimum
A9C15180 | CONTACTOR 25A 2P UC 230V UE 230VAC | 2475000 | 2250000 | 10% | Thanh Long | 2.3 IC60N and FDA Optimum
A9C15404 | IATLC 24...240VAC CENTRALIZED CONTROL AU | 1892000 | 1720000 | 10% | Thanh Long | 2.3 IC60N and FDA Optimum
A9C15405 | IATLS 24...240VAC-VDC INDICATION AUXILIA | 1430000 | 1300000 | 10% | Thanh Long | 2.3 IC60N and FDA Optimum
A9C15409 | IATLC-S 24...240VAC CENTRALIZED CONTROL | 2321000 | 2110000 | 10% | Thanh Long | 2.3 IC60N and FDA Optimum
A9C15410 | IATLC-C 24...240VAC MULTI-LEVEL CENTRALI | 1518000 | 1380000 | 10% | Thanh Long | 2.3 IC60N and FDA Optimum
A9C15412 | IATL4 230VAC 50-60HZ STEP BY STEP CONTRO | 4345000 | 3950000 | 10% | Thanh Long | 2.3 IC60N and FDA Optimum
A9C15413 | IATLZ 130...240VAC CONTROL BY ILLUMINATE | 1045000 | 950000 | 10% | Thanh Long | 2.3 IC60N and FDA Optimum
A9C15414 | IATLM 12...240VAC 6...110VDC LATCHED CON | 1727000 | 1570000 | 10% | Thanh Long | 2.3 IC60N and FDA Optimum
A9C15419 | IATET 24#240 VAC TIME DELAY AUXILIARY | 5093000 | 4630000 | 10% | Thanh Long | 2.3 IC60N and FDA Optimum
A9C15914 | ACTI9 IACTS 1NO-1NC 2A INDICATION AUXILI | 1738000 | 1580000 | 10% | Thanh Long | 2.3 IC60N and FDA Optimum
A9C15915 | IACTS | 1749000 | 1590000 | 10% | Thanh Long | 2.3 IC60N and FDA Optimum
A9C15920 | IACTP 220#240 VAC COIL SUPPRESSION BLOCS | 2838000 | 2580000 | 10% | Thanh Long | 2.3 IC60N and FDA Optimum
A9C15924 | CONTACTOR AUXILIARY LOW LEVEL 24VDC | 17204000 | 15640000 | 10% | Thanh Long | 2.3 IC60N and FDA Optimum
A9C20531 | iCT25A 1NO 220Vac 50HZ contactor | 715000 | 650000 | 10% | Thanh Long | 2.3 IC60N and FDA Optimum
A9C20532 | iCT25A 2NO 220Vac 50HZ contactor | 979000 | 890000 | 10% | Thanh Long | 2.3 IC60N and FDA Optimum
A9C20636 | iCT25A 2NC 220...240Vac 60HZ contactor | 1276000 | 1160000 | 10% | Thanh Long | 2.3 IC60N and FDA Optimum
A9C21532 | iCT25A 2NO 220Vac 50HZ manually operate | 1133000 | 1030000 | 10% | Thanh Long | 2.3 IC60N and FDA Optimum
A9C21732 | ACTI9 ICT 25A 2NO 230-240 VAC MANUALLY O | 1177000 | 1070000 | 10% | Thanh Long | 2.3 IC60N and FDA Optimum
A9C21833 | ICT25A 3NO | 2211000 | 2010000 | 10% | Thanh Long | 2.3 IC60N and FDA Optimum
A9C21842 | ICT40A 2NO 220...240VAC 50HZ MANUALLY O | 3179000 | 2890000 | 10% | Thanh Long | 2.3 IC60N and FDA Optimum
A9C21843 | iCT40A 3NO 220...240VAC 50HZ MANUALLY O | 2970000 | 2700000 | 10% | Thanh Long | 2.3 IC60N and FDA Optimum
A9C21844 | ICT40A 4NO 220...240VAC 50HZ MANUALLY O | 4554000 | 4140000 | 10% | Thanh Long | 2.3 IC60N and FDA Optimum
A9C22011 | iCT16A 1NO 12Vac 50HZ contactor | 1067000 | 970000 | 10% | Thanh Long | 2.3 IC60N and FDA Optimum
A9C22112 | ICT16A 2NO 24VAC 50HZ CONTACTOR | 770000 | 700000 | 10% | Thanh Long | 2.3 IC60N and FDA Optimum
A9C22711 | ACTI9 ICT 16A 1NO 230-240 VAC CONTACTOR | 693000 | 630000 | 10% | Thanh Long | 2.3 IC60N and FDA Optimum
A9C22813 | ACTI9 ICT 16A 3NO 220-240 VAC CONTACTOR | 1617000 | 1470000 | 10% | Thanh Long | 2.3 IC60N and FDA Optimum
A9C22814 | ICT16A 4NO 220...240VAC 50HZ CONTACTOR | 1760000 | 1600000 | 10% | Thanh Long | 2.3 IC60N and FDA Optimum
A9C22818 | ICT16A 2NO 2NC 220...240VAC 50HZ CONTACT | 1584000 | 1440000 | 10% | Thanh Long | 2.3 IC60N and FDA Optimum
A9C22824 | iCT20A 4NO 220...240Vac 50HZ contactor | 1408000 | 1280000 | 10% | Thanh Long | 2.3 IC60N and FDA Optimum
A9C23512 | iCT16A 2NO 220Vac 50HZ manually operate | 1111000 | 1010000 | 10% | Thanh Long | 2.3 IC60N and FDA Optimum
A9C23715 | ICT 16A 1NO 1NC 230..240VAC 50HZ MANUAL | 1298000 | 1180000 | 10% | Thanh Long | 2.3 IC60N and FDA Optimum
A9C52263 | ACTI 9 REFLEX IC60N | 20636000 | 18760000 | 10% | Thanh Long | 2.3 IC60N and FDA Optimum
A9C52310 | ACTI 9 REFLEX IC60N | 21714000 | 19740000 | 10% | Thanh Long | 2.3 IC60N and FDA Optimum
A9C52463 | ACTI 9 REFLEX IC60N | 24596000 | 22360000 | 10% | Thanh Long | 2.3 IC60N and FDA Optimum
A9D32610 | IDPN N VIGI 10A C 30MA A-TYPE RESIDUAL C | 2156000 | 1960000 | 10% | Thanh Long | 2.3 IC60N and FDA Optimum
A9D32616 | IDPN N VIGI 16A C 30MA A-TYPE RESIDUAL C | 2178000 | 1980000 | 10% | Thanh Long | 2.3 IC60N and FDA Optimum
A9D32620 | IDPN N VIGI 20A C 30MA A-TYPE RESIDUAL C | 2398000 | 2180000 | 10% | Thanh Long | 2.3 IC60N and FDA Optimum
A9D35616 | IDPNA VIGI 16A C 30MA A-TYPE RESIDUAL CU | 2607000 | 2370000 | 10% | Thanh Long | 2.3 IC60N and FDA Optimum
A9D35620 | IDPNA VIGI 20A C 30MA A-TYPE RESIDUAL CU | 2607000 | 2370000 | 10% | Thanh Long | 2.3 IC60N and FDA Optimum
A9D35632 | IDPNA VIGI 32A C 30MA A-TYPE RESIDUAL CU | 2750000 | 2500000 | 10% | Thanh Long | 2.3 IC60N and FDA Optimum
A9D37606 | IDPN H VIGI 6A C 30MA A-TYPE RESIDUAL CU | 2809400 | 2554000 | 10% | Thanh Long | 2.3 IC60N and FDA Optimum
A9D37610 | IDPN H VIGI 10A C 30MA A-TYPE RESIDUAL C | 2809400 | 2554000 | 10% | Thanh Long | 2.3 IC60N and FDA Optimum
A9D37616 | IDPN H VIGI 16A C 30MA A-TYPE RESIDUAL C | 2809400 | 2554000 | 10% | Thanh Long | 2.3 IC60N and FDA Optimum
A9D37620 | IDPN H VIGI 20A C 30MA A-TYPE RESIDUAL C | 2809400 | 2554000 | 10% | Thanh Long | 2.3 IC60N and FDA Optimum
A9D37625 | IDPN H VIGI 25A C 30MA A-TYPE RESIDUAL C | 2809400 | 2554000 | 10% | Thanh Long | 2.3 IC60N and FDA Optimum
A9D37632 | IDPN H VIGI 32A C 30MA A-TYPE RESIDUAL C | 2809400 | 2554000 | 10% | Thanh Long | 2.3 IC60N and FDA Optimum
A9D38610 | IDPN H VIGI 10A C 30MA SI-TYPE RESIDUAL | 3718000 | 3380000 | 10% | Thanh Long | 2.3 IC60N and FDA Optimum
A9D38616 | IDPN H VIGI 16A C 30MA SI-TYPE RESIDUAL | 3718000 | 3380000 | 10% | Thanh Long | 2.3 IC60N and FDA Optimum
A9F73101 | ACTI9 IC60N 1P 1A B | 561000 | 510000 | 10% | Thanh Long | 2.3 IC60N and FDA Optimum
A9F73102 | ACTI9 IC60N 1P 2A B | 561000 | 510000 | 10% | Thanh Long | 2.3 IC60N and FDA Optimum
A9F73103 | ACTI9 IC60N 1P 3A B | 572000 | 520000 | 10% | Thanh Long | 2.3 IC60N and FDA Optimum
A9F73104 | ACTI9 IC60N 1P 4A B | 594000 | 540000 | 10% | Thanh Long | 2.3 IC60N and FDA Optimum
A9F73106 | ACTI9 IC60N 1P 6A B | 363000 | 330000 | 10% | Thanh Long | 2.3 IC60N and FDA Optimum
A9F73110 | ACTI9 IC60N 1P 10A B | 363000 | 330000 | 10% | Thanh Long | 2.3 IC60N and FDA Optimum
A9F73113 | ACTI9 IC60N 1P 13A B | 968000 | 880000 | 10% | Thanh Long | 2.3 IC60N and FDA Optimum
A9F73116 | ACTI9 IC60N 1P 16A B | 363000 | 330000 | 10% | Thanh Long | 2.3 IC60N and FDA Optimum
A9F73120 | ACTI9 IC60N 1P 20A B | 363000 | 330000 | 10% | Thanh Long | 2.3 IC60N and FDA Optimum
A9F73125 | ACTI9 IC60N 1P 25A B | 440000 | 400000 | 10% | Thanh Long | 2.3 IC60N and FDA Optimum
A9F73132 | ACTI9 IC60N 1P 32A B | 517000 | 470000 | 10% | Thanh Long | 2.3 IC60N and FDA Optimum
A9F73140 | ACTI9 IC60N 1P 40A B | 660000 | 600000 | 10% | Thanh Long | 2.3 IC60N and FDA Optimum
A9F73150 | ACTI9 IC60N 1P 50A B | 946000 | 860000 | 10% | Thanh Long | 2.3 IC60N and FDA Optimum
A9F73163 | ACTI9 IC60N 1P 63A B | 1012000 | 920000 | 10% | Thanh Long | 2.3 IC60N and FDA Optimum
A9F73201 | ACTI9 IC60N 2P 1A B | 2057000 | 1870000 | 10% | Thanh Long | 2.3 IC60N and FDA Optimum
A9F73202 | ACTI9 IC60N 2P 2A B | 836000 | 760000 | 10% | Thanh Long | 2.3 IC60N and FDA Optimum
A9F73203 | ACTI9 IC60N 2P 3A B | 902000 | 820000 | 10% | Thanh Long | 2.3 IC60N and FDA Optimum
A9F73204 | ACTI9 IC60N 2P 4A B | 957000 | 870000 | 10% | Thanh Long | 2.3 IC60N and FDA Optimum
A9F73206 | ACTI9 IC60N 2P 6A B | 704000 | 640000 | 10% | Thanh Long | 2.3 IC60N and FDA Optimum
A9F73210 | ACTI9 IC60N 2P 10A B | 704000 | 640000 | 10% | Thanh Long | 2.3 IC60N and FDA Optimum
A9F73213 | ACTI9 IC60N 2P 13A B | 2156000 | 1960000 | 10% | Thanh Long | 2.3 IC60N and FDA Optimum
A9F73216 | ACTI9 IC60N 2P 16A B | 704000 | 640000 | 10% | Thanh Long | 2.3 IC60N and FDA Optimum
A9F73220 | ACTI9 IC60N 2P 20A B | 748000 | 680000 | 10% | Thanh Long | 2.3 IC60N and FDA Optimum
A9F73225 | ACTI9 IC60N 2P 25A B | 737000 | 670000 | 10% | Thanh Long | 2.3 IC60N and FDA Optimum
A9F73232 | ACTI9 IC60N 2P 32A B | 847000 | 770000 | 10% | Thanh Long | 2.3 IC60N and FDA Optimum
A9F73240 | ACTI9 IC60N 2P 40A B | 1001000 | 910000 | 10% | Thanh Long | 2.3 IC60N and FDA Optimum
A9F73250 | ACTI9 IC60N 2P 50A B | 1925000 | 1750000 | 10% | Thanh Long | 2.3 IC60N and FDA Optimum
A9F73263 | ACTI9 IC60N 2P 63A B | 1969000 | 1790000 | 10% | Thanh Long | 2.3 IC60N and FDA Optimum
A9F73303 | ACTI9 IC60N 3P 3A B | 1001000 | 910000 | 10% | Thanh Long | 2.3 IC60N and FDA Optimum
A9F73306 | ACTI9 IC60N 3P 6A B | 1012000 | 920000 | 10% | Thanh Long | 2.3 IC60N and FDA Optimum
A9F73310 | ACTI9 IC60N 3P 10A B | 1111000 | 1010000 | 10% | Thanh Long | 2.3 IC60N and FDA Optimum
A9F73313 | ACTI9 IC60N 3P 13A B | 3234000 | 2940000 | 10% | Thanh Long | 2.3 IC60N and FDA Optimum
A9F73316 | ACTI9 IC60N 3P 16A B | 1177000 | 1070000 | 10% | Thanh Long | 2.3 IC60N and FDA Optimum
A9F73320 | ACTI9 IC60N 3P 20A B | 1199000 | 1090000 | 10% | Thanh Long | 2.3 IC60N and FDA Optimum
A9F73325 | ACTI9 IC60N 3P 25A B | 1254000 | 1140000 | 10% | Thanh Long | 2.3 IC60N and FDA Optimum
A9F73332 | ACTI9 IC60N 3P 32A B | 1298000 | 1180000 | 10% | Thanh Long | 2.3 IC60N and FDA Optimum
A9F73340 | ACTI9 IC60N 3P 40A B | 1309000 | 1190000 | 10% | Thanh Long | 2.3 IC60N and FDA Optimum
A9F73350 | ACTI9 IC60N 3P 50A B | 2519000 | 2290000 | 10% | Thanh Long | 2.3 IC60N and FDA Optimum
A9F73363 | ACTI9 IC60N 3P 63A B | 2618000 | 2380000 | 10% | Thanh Long | 2.3 IC60N and FDA Optimum
A9F73402 | ACTI9 IC60N 4P 2A B | 1331000 | 1210000 | 10% | Thanh Long | 2.3 IC60N and FDA Optimum
A9F73406 | ACTI9 IC60N 4P 6A B | 1463000 | 1330000 | 10% | Thanh Long | 2.3 IC60N and FDA Optimum
A9F73410 | ACTI9 IC60N 4P 10A B | 1518000 | 1380000 | 10% | Thanh Long | 2.3 IC60N and FDA Optimum
A9F73413 | ACTI9 IC60N 4P 13A B | 2871000 | 2610000 | 10% | Thanh Long | 2.3 IC60N and FDA Optimum
A9F73416 | ACTI9 IC60N 4P 16A B | 1089000 | 990000 | 10% | Thanh Long | 2.3 IC60N and FDA Optimum
A9F73420 | ACTI9 IC60N 4P 20A B | 1089000 | 990000 | 10% | Thanh Long | 2.3 IC60N and FDA Optimum
A9F73425 | ACTI9 IC60N 4P 25A B | 1133000 | 1030000 | 10% | Thanh Long | 2.3 IC60N and FDA Optimum
A9F73432 | ACTI9 IC60N 4P 32A B | 1859000 | 1690000 | 10% | Thanh Long | 2.3 IC60N and FDA Optimum
A9F73440 | ACTI9 IC60N 4P 40A B | 1980000 | 1800000 | 10% | Thanh Long | 2.3 IC60N and FDA Optimum
A9F73450 | ACTI9 IC60N 4P 50A B | 3916000 | 3560000 | 10% | Thanh Long | 2.3 IC60N and FDA Optimum
A9F73463 | ACTI9 IC60N 4P 63A B | 4114000 | 3740000 | 10% | Thanh Long | 2.3 IC60N and FDA Optimum
A9F73606 | ACTI9 IC60N 1P-N 6A B MINIATURE CIRCUIT | 924000 | 840000 | 10% | Thanh Long | 2.3 IC60N and FDA Optimum
A9F73616 | ACTI9 IC60N 1P-N 16A B MINIATURE CIRCUIT | 715000 | 650000 | 10% | Thanh Long | 2.3 IC60N and FDA Optimum
A9F74101 | ACTI9 IC60N 1P 1A C | 243100 | 221000 | 10% | Thanh Long | 2.3 IC60N and FDA Optimum
A9F74102 | ACTI9 IC60N 1P 2A C | 243100 | 221000 | 10% | Thanh Long | 2.3 IC60N and FDA Optimum
A9F74103 | ACTI9 IC60N 1P 3A C | 243100 | 221000 | 10% | Thanh Long | 2.3 IC60N and FDA Optimum
A9F74104 | ACTI9 IC60N 1P 4A C | 243100 | 221000 | 10% | Thanh Long | 2.3 IC60N and FDA Optimum
A9F74170 | ACTI9 IC60N 1P 0,5A C MINIATURE CIRCUIT | 1001000 | 910000 | 10% | Thanh Long | 2.3 IC60N and FDA Optimum
A9F74201 | ACTI9 IC60N 2P 1A C | 709500 | 645000 | 10% | Thanh Long | 2.3 IC60N and FDA Optimum
A9F74202 | ACTI9 IC60N 2P 2A C | 709500 | 645000 | 10% | Thanh Long | 2.3 IC60N and FDA Optimum
A9F74203 | ACTI9 IC60N 2P 3A C | 709500 | 645000 | 10% | Thanh Long | 2.3 IC60N and FDA Optimum
A9F74204 | ACTI9 IC60N 2P 4A C | 709500 | 645000 | 10% | Thanh Long | 2.3 IC60N and FDA Optimum
A9F74270 | ACTI9 IC60N 2P 0,5A C MINIATURE CIRCUIT | 3619000 | 3290000 | 10% | Thanh Long | 2.3 IC60N and FDA Optimum
A9F74301 | ACTI9 IC60N 3P 1A C | 1019700 | 927000 | 10% | Thanh Long | 2.3 IC60N and FDA Optimum
A9F74302 | ACTI9 IC60N 3P 2A C | 1019700 | 927000 | 10% | Thanh Long | 2.3 IC60N and FDA Optimum
A9F74303 | ACTI9 IC60N 3P 3A C | 1019700 | 927000 | 10% | Thanh Long | 2.3 IC60N and FDA Optimum
A9F74304 | ACTI9 IC60N 3P 4A C | 1019700 | 927000 | 10% | Thanh Long | 2.3 IC60N and FDA Optimum
A9F74401 | ACTI9 IC60N 4P 1A C | 1582900 | 1439000 | 10% | Thanh Long | 2.3 IC60N and FDA Optimum
A9F74402 | ACTI9 IC60N 4P 2A C | 1582900 | 1439000 | 10% | Thanh Long | 2.3 IC60N and FDA Optimum
A9F74403 | ACTI9 IC60N 4P 3A C | 1582900 | 1439000 | 10% | Thanh Long | 2.3 IC60N and FDA Optimum
A9F74404 | ACTI9 IC60N 4P 4A C | 1582900 | 1439000 | 10% | Thanh Long | 2.3 IC60N and FDA Optimum
A9F74413 | ACTI9 IC60N 4P 13A C | 1582900 | 1439000 | 10% | Thanh Long | 2.3 IC60N and FDA Optimum
A9F74601 | ACTI9 IC60N 1P-N 1A C MINIATURE CIRCUIT | 869000 | 790000 | 10% | Thanh Long | 2.3 IC60N and FDA Optimum
A9F74602 | ACTI9 IC60N 1P-N 2A C MINIATURE CIRCUIT | 891000 | 810000 | 10% | Thanh Long | 2.3 IC60N and FDA Optimum
A9F74603 | ACTI9 IC60N 1P-N 3A C MINIATURE CIRCUIT | 847000 | 770000 | 10% | Thanh Long | 2.3 IC60N and FDA Optimum
A9F74604 | ACTI9 IC60N 1P-N 4A C MINIATURE CIRCUIT | 913000 | 830000 | 10% | Thanh Long | 2.3 IC60N and FDA Optimum
A9F74606 | ACTI9 IC60N 1P-N 6A C MINIATURE CIRCUIT | 803000 | 730000 | 10% | Thanh Long | 2.3 IC60N and FDA Optimum
A9F74610 | ACTI9 IC60N 1P-N 10A C MINIATURE CIRCUIT | 814000 | 740000 | 10% | Thanh Long | 2.3 IC60N and FDA Optimum
A9F74616 | ACTI9 IC60N 1P-N 16A C MINIATURE CIRCUIT | 836000 | 760000 | 10% | Thanh Long | 2.3 IC60N and FDA Optimum
A9F74620 | ACTI9 IC60N 1P-N 20A C MINIATURE CIRCUIT | 858000 | 780000 | 10% | Thanh Long | 2.3 IC60N and FDA Optimum
A9F74625 | ACTI9 IC60N 1P-N 25A C MINIATURE CIRCUIT | 880000 | 800000 | 10% | Thanh Long | 2.3 IC60N and FDA Optimum
A9F74632 | ACTI9 IC60N 1P-N 32A C MINIATURE CIRCUIT | 1045000 | 950000 | 10% | Thanh Long | 2.3 IC60N and FDA Optimum
A9F74640 | ACTI9 IC60N 1P-N 40A C MINIATURE CIRCUIT | 1177000 | 1070000 | 10% | Thanh Long | 2.3 IC60N and FDA Optimum
A9F74650 | ACTI9 IC60N 1P-N 50A C MINIATURE CIRCUIT | 1408000 | 1280000 | 10% | Thanh Long | 2.3 IC60N and FDA Optimum
A9F74663 | ACTI9 IC60N 1P-N 63A C MINIATURE CIRCUIT | 1485000 | 1350000 | 10% | Thanh Long | 2.3 IC60N and FDA Optimum
A9F75101 | ACTI9 IC60N 1P 1A D | 550000 | 500000 | 10% | Thanh Long | 2.3 IC60N and FDA Optimum
A9F75102 | ACTI9 IC60N 1P 2A D | 572000 | 520000 | 10% | Thanh Long | 2.3 IC60N and FDA Optimum
A9F75103 | ACTI9 IC60N 1P 3A D | 836000 | 760000 | 10% | Thanh Long | 2.3 IC60N and FDA Optimum
A9F75104 | ACTI9 IC60N 1P 4A D | 583000 | 530000 | 10% | Thanh Long | 2.3 IC60N and FDA Optimum
A9F75106 | ACTI9 IC60N 1P 6A D | 396000 | 360000 | 10% | Thanh Long | 2.3 IC60N and FDA Optimum
A9F75110 | ACTI9 IC60N 1P 10A D | 396000 | 360000 | 10% | Thanh Long | 2.3 IC60N and FDA Optimum
A9F75113 | ACTI9 IC60N 1P 13A D | 616000 | 560000 | 10% | Thanh Long | 2.3 IC60N and FDA Optimum
A9F75116 | ACTI9 IC60N 1P 16A D | 429000 | 390000 | 10% | Thanh Long | 2.3 IC60N and FDA Optimum
A9F75120 | ACTI9 IC60N 1P 20A D | 451000 | 410000 | 10% | Thanh Long | 2.3 IC60N and FDA Optimum
A9F75125 | ACTI9 IC60N 1P 25A D | 506000 | 460000 | 10% | Thanh Long | 2.3 IC60N and FDA Optimum
A9F75132 | ACTI9 IC60N 1P 32A D | 583000 | 530000 | 10% | Thanh Long | 2.3 IC60N and FDA Optimum
A9F75140 | ACTI9 IC60N 1P 40A D | 638000 | 580000 | 10% | Thanh Long | 2.3 IC60N and FDA Optimum
A9F75150 | ACTI9 IC60N 1P 50A D | 671000 | 610000 | 10% | Thanh Long | 2.3 IC60N and FDA Optimum
A9F75163 | ACTI9 IC60N 1P 63A D | 726000 | 660000 | 10% | Thanh Long | 2.3 IC60N and FDA Optimum
A9F75201 | ACTI9 IC60N 2P 1A D | 1562000 | 1420000 | 10% | Thanh Long | 2.3 IC60N and FDA Optimum
A9F75202 | ACTI9 IC60N 2P 2A D | 1606000 | 1460000 | 10% | Thanh Long | 2.3 IC60N and FDA Optimum
A9F75203 | ACTI9 IC60N 2P 3A D | 2387000 | 2170000 | 10% | Thanh Long | 2.3 IC60N and FDA Optimum
A9F75204 | ACTI9 IC60N 2P 4A D | 946000 | 860000 | 10% | Thanh Long | 2.3 IC60N and FDA Optimum
A9F75206 | ACTI9 IC60N 2P 6A D | 924000 | 840000 | 10% | Thanh Long | 2.3 IC60N and FDA Optimum
A9F75210 | ACTI9 IC60N 2P 10A D | 935000 | 850000 | 10% | Thanh Long | 2.3 IC60N and FDA Optimum
A9F75213 | ACTI9 IC60N 2P 13A D | 1221000 | 1110000 | 10% | Thanh Long | 2.3 IC60N and FDA Optimum
A9F75216 | ACTI9 IC60N 2P 16A D | 990000 | 900000 | 10% | Thanh Long | 2.3 IC60N and FDA Optimum
A9F75220 | ACTI9 IC60N 2P 20A D | 1023000 | 930000 | 10% | Thanh Long | 2.3 IC60N and FDA Optimum
A9F75225 | ACTI9 IC60N 2P 25A D | 1034000 | 940000 | 10% | Thanh Long | 2.3 IC60N and FDA Optimum
A9F75232 | ACTI9 IC60N 2P 32A D | 1144000 | 1040000 | 10% | Thanh Long | 2.3 IC60N and FDA Optimum
A9F75240 | ACTI9 IC60N 2P 40A D | 1265000 | 1150000 | 10% | Thanh Long | 2.3 IC60N and FDA Optimum
A9F75250 | ACTI9 IC60N 2P 50A D | 1276000 | 1160000 | 10% | Thanh Long | 2.3 IC60N and FDA Optimum
A9F75263 | ACTI9 IC60N 2P 63A D | 1276000 | 1160000 | 10% | Thanh Long | 2.3 IC60N and FDA Optimum
A9F75303 | ACTI9 IC60N 3P 3A D | 3168000 | 2880000 | 10% | Thanh Long | 2.3 IC60N and FDA Optimum
A9F75304 | ACTI9 IC60N 3P 4A D | 1364000 | 1240000 | 10% | Thanh Long | 2.3 IC60N and FDA Optimum
A9F75306 | ACTI9 IC60N 3P 6A D | 1012000 | 920000 | 10% | Thanh Long | 2.3 IC60N and FDA Optimum
A9F75310 | ACTI9 IC60N 3P 10A D | 1067000 | 970000 | 10% | Thanh Long | 2.3 IC60N and FDA Optimum
A9F75313 | ACTI9 IC60N 3P 13A D | 1386000 | 1260000 | 10% | Thanh Long | 2.3 IC60N and FDA Optimum
A9F75316 | ACTI9 IC60N 3P 16A D | 1089000 | 990000 | 10% | Thanh Long | 2.3 IC60N and FDA Optimum
A9F75320 | ACTI9 IC60N 3P 20A D | 1122000 | 1020000 | 10% | Thanh Long | 2.3 IC60N and FDA Optimum
A9F75325 | ACTI9 IC60N 3P 25A D | 1133000 | 1030000 | 10% | Thanh Long | 2.3 IC60N and FDA Optimum
A9F75332 | ACTI9 IC60N 3P 32A D | 1639000 | 1490000 | 10% | Thanh Long | 2.3 IC60N and FDA Optimum
A9F75340 | ACTI9 IC60N 3P 40A D | 1683000 | 1530000 | 10% | Thanh Long | 2.3 IC60N and FDA Optimum
A9F75350 | ACTI9 IC60N 3P 50A D | 1705000 | 1550000 | 10% | Thanh Long | 2.3 IC60N and FDA Optimum
A9F75363 | ACTI9 IC60N 3P 63A D | 1705000 | 1550000 | 10% | Thanh Long | 2.3 IC60N and FDA Optimum
A9F75406 | ACTI9 IC60N 4P 6A D | 1353000 | 1230000 | 10% | Thanh Long | 2.3 IC60N and FDA Optimum
A9F75410 | ACTI9 IC60N 4P 10A D | 1430000 | 1300000 | 10% | Thanh Long | 2.3 IC60N and FDA Optimum
A9F75413 | ACTI9 IC60N 4P 13A D | 1848000 | 1680000 | 10% | Thanh Long | 2.3 IC60N and FDA Optimum
A9F75416 | ACTI9 IC60N 4P 16A D | 1452000 | 1320000 | 10% | Thanh Long | 2.3 IC60N and FDA Optimum
A9F75420 | ACTI9 IC60N 4P 20A D | 1496000 | 1360000 | 10% | Thanh Long | 2.3 IC60N and FDA Optimum
A9F75425 | ACTI9 IC60N 4P 25A D | 1518000 | 1380000 | 10% | Thanh Long | 2.3 IC60N and FDA Optimum
A9F75432 | ACTI9 IC60N 4P 32A D | 2189000 | 1990000 | 10% | Thanh Long | 2.3 IC60N and FDA Optimum
A9F75440 | ACTI9 IC60N 4P 40A D | 2255000 | 2050000 | 10% | Thanh Long | 2.3 IC60N and FDA Optimum
A9F75450 | ACTI9 IC60N 4P 50A D | 2277000 | 2070000 | 10% | Thanh Long | 2.3 IC60N and FDA Optimum
A9F75463 | ACTI9 IC60N 4P 63A D | 2277000 | 2070000 | 10% | Thanh Long | 2.3 IC60N and FDA Optimum
A9F77310 | ACTI9 IC60N 3P 10A C | 1232000 | 1120000 | 10% | Thanh Long | 2.3 IC60N and FDA Optimum
A9L00002 | CARTRIDGE C NEUTRAL FOR IPRD SURGE ARRES | 2706000 | 2460000 | 10% | Thanh Long | 2.3 IC60N and FDA Optimum
A9L08200 | IPRD 8 8 KA 350V 2P SURGE ARRESTER | 2508000 | 2280000 | 10% | Thanh Long | 2.3 IC60N and FDA Optimum
A9L08400 | IPRD 8 8 KA 350V 4P SURGE ARRESTER | 5698000 | 5180000 | 10% | Thanh Long | 2.3 IC60N and FDA Optimum
A9L08600 | IPRD 8 8 KA 350V 3PN | 5698000 | 5180000 | 10% | Thanh Long | 2.3 IC60N and FDA Optimum
A9L15582 | IPF 40 40 KA 340V 3P | 3674000 | 3340000 | 10% | Thanh Long | 2.3 IC60N and FDA Optimum
A9L15597 | IPF 20 20 KA 340V 3P SURGE ARRESTER | 3388000 | 3080000 | 10% | Thanh Long | 2.3 IC60N and FDA Optimum
A9L16292 | IQUICK PRD 1PN 40R WITH REMOTE TRANSFER | 5995000 | 5450000 | 10% | Thanh Long | 2.3 IC60N and FDA Optimum
A9L16294 | IQUICK PRD 3PN 40R WITH REMOTE TRANSFER | 9009000 | 8190000 | 10% | Thanh Long | 2.3 IC60N and FDA Optimum
A9L16298 | IQUICK PRD 1PN 8R WITH REMOTE TRANSFER S | 6006000 | 5460000 | 10% | Thanh Long | 2.3 IC60N and FDA Optimum
A9L16337 | IPRC FOR TELECOM NETWORK SURGE ARRESTER | 6468000 | 5880000 | 10% | Thanh Long | 2.3 IC60N and FDA Optimum
A9L16339 | IPRI 48V | 11880000 | 10800000 | 10% | Thanh Long | 2.3 IC60N and FDA Optimum
A9L16617 | IQUICK PF 10 KA 1PN WITHOUT EARTHING CAB | 6083000 | 5530000 | 10% | Thanh Long | 2.3 IC60N and FDA Optimum
A9L16618 | IQUICK PF 10 KA 3PN WITH EARTHING CABLE | 8129000 | 7390000 | 10% | Thanh Long | 2.3 IC60N and FDA Optimum
A9L20200 | IPRD 20 20 KA 350V 2P SURGE ARRESTER | 2992000 | 2720000 | 10% | Thanh Long | 2.3 IC60N and FDA Optimum
A9L20300 | IPRD 20 20 KA 350V 3P SURGE ARRESTER | 6523000 | 5930000 | 10% | Thanh Long | 2.3 IC60N and FDA Optimum
A9L20400 | IPRD 20 20 KA 350V 4P | 5896000 | 5360000 | 10% | Thanh Long | 2.3 IC60N and FDA Optimum
A9L40172 | Cartridge C 40 350 for PV | 1375000 | 1250000 | 10% | Thanh Long | 2.3 IC60N and FDA Optimum
A9L40182 | Cartridge C40 460 for PV | 1573000 | 1430000 | 10% | Thanh Long | 2.3 IC60N and FDA Optimum
A9L40200 | IPRD 40 40 KA 350V 2P | 3135000 | 2850000 | 10% | Thanh Long | 2.3 IC60N and FDA Optimum
A9L40271 | IPRD 40R 800 PV 2P SURGE ARRESTER | 3564000 | 3240000 | 10% | Thanh Long | 2.3 IC60N and FDA Optimum
A9L40281 | IPRD 40R 1000PV 2P SURGE ARRESTER | 4081000 | 3710000 | 10% | Thanh Long | 2.3 IC60N and FDA Optimum
A9L40400 | IPRD 40 40 KA 350V 4P | 6820000 | 6200000 | 10% | Thanh Long | 2.3 IC60N and FDA Optimum
A9L40601 | IPRD 40R 40 KA 350V | 7535000 | 6850000 | 10% | Thanh Long | 2.3 IC60N and FDA Optimum
A9L65102 | CARTOUCHE C65 350 POUR IPRD PARAFOUDRE | 2530000 | 2300000 | 10% | Thanh Long | 2.3 IC60N and FDA Optimum
A9L65201 | IPRD 65R 65 KA 350V 2P WITH REMOTE TRANS | 4015000 | 3650000 | 10% | Thanh Long | 2.3 IC60N and FDA Optimum
A9L65301 | IPRD 65R 65 KA 350V 3P WITH REMOTE TRANS | 5885000 | 5350000 | 10% | Thanh Long | 2.3 IC60N and FDA Optimum
A9R11480 | ACTI 9 IID 80A 4P 30MA AC-TYPE RESIDUAL | 3850000 | 3500000 | 10% | Thanh Long | 2.3 IC60N and FDA Optimum
A9R11491 | ACTI 9 IID 100A 4P 30MA AC-TYPE RESIDUAL | 4719000 | 4290000 | 10% | Thanh Long | 2.3 IC60N and FDA Optimum
A9R12491 | ACTI9 IID 4P 100A 100MA AC-TYPE RESIDUAL | 3707000 | 3370000 | 10% | Thanh Long | 2.3 IC60N and FDA Optimum
A9R71425 | ACTI9 IID 4P 25A 30 MA AC RESIDUAL CURRE | 3696000 | 3360000 | 10% | Thanh Long | 2.3 IC60N and FDA Optimum
A9R74425 | ACTI9 IID 4P 25A 300MA AC-TYPE RESIDUAL | 3696000 | 3360000 | 10% | Thanh Long | 2.3 IC60N and FDA Optimum
24449 | C.BREAKER C60 OEM UL1077 2P 10A C 480Y/2 | 1232000 | 1120000 | 10% | Thanh Long | 2.3 IC60N and FDA Optimum
A9C22615 | ICT 16A 1NO 1NC 220...240VAC 60HZ CONTAC | 1012000 | 920000 | 10% | Thanh Long | 2.3 IC60N and FDA Optimum
A9D32606 | IDPN N VIGI 6A C 30MA A-TYPE RESIDUAL CU | 2211000 | 2010000 | 10% | Thanh Long | 2.3 IC60N and FDA Optimum
A9D61820 | IC60N RCBO 1PPNS 20A C 30MA A 230V | 2460700 | 2237000 | 10% | Thanh Long | 2.3 IC60N and FDA Optimum
A9D61832 | IC60N RCBO 1PPNS 32A C 30MA A 230V | 2541000 | 2310000 | 10% | Thanh Long | 2.3 IC60N and FDA Optimum
A9N21553 | IDPN 1P-N 2A C 6000A 10KA 230V MINIATURE | 418000 | 380000 | 10% | Thanh Long | 2.3 IC60N and FDA Optimum
M9F22210 | MULTI9 C60SP 2P C 10A 10KA 480Y/277V UL1 | 1467400 | 1334000 | 10% | Thanh Long | 2.4 FDB and accessories Optimum
M9F22310 | MULTI9 C60SP 3P C 10A 10KA 480Y/277V UL1 | 2206600 | 2006000 | 10% | Thanh Long | 2.4 FDB and accessories Optimum
A9C70112 | RCA REMOTE CONTROL AUXILIARY FOR IC60 1- | 11169400 | 10154000 | 10% | Thanh Long | 2.3 IC60N and FDA Optimum
A9C70114 | RCA REMOTE CONTROL AUXILIARY FOR IC60 3- | 11169400 | 10154000 | 10% | Thanh Long | 2.3 IC60N and FDA Optimum
A9C70132 | ARA AUTOMATIC RECLOSER AUXILIARY FOR IC6 | 15650800 | 14228000 | 10% | Thanh Long | 2.3 IC60N and FDA Optimum
A9C70134 | ARA AUTOMATIC RECLOSER AUXILIARY FOR IC6 | 15489100 | 14081000 | 10% | Thanh Long | 2.3 IC60N and FDA Optimum
A9A15151 | BASE FOR DIAM.22 CONTROL/SIGNALL | 407000 | 370000 | 10% | Thanh Long | 2.4 FDB and accessories Optimum
A9A15152 | UNIVERSAL BASE FOR CONTROL AND | 374000 | 340000 | 10% | Thanh Long | 2.4 FDB and accessories Optimum
A9A15306 | MODULAR SOCKET 16A UE 250V 2P T | 330000 | 300000 | 10% | Thanh Long | 2.4 FDB and accessories Optimum
A9A15310 | MODULAR SOCKET 16A UE 250V 2P T | 451000 | 410000 | 10% | Thanh Long | 2.4 FDB and accessories Optimum
A9A15322 | BUZZER 230VCA 70DBA 50..60HZ | 748000 | 680000 | 10% | Thanh Long | 2.4 FDB and accessories Optimum
A9A26476 | iMX 100-415V | 2035000 | 1850000 | 10% | Thanh Long | 2.4 FDB and accessories Optimum
A9A26897 | ACTI9 IOF SD 24V DC WITH TI24 PLC INTERF | 462000 | 420000 | 10% | Thanh Long | 2.4 FDB and accessories Optimum
A9A26969 | ACTI9 IMNX 220-240VAC UNDERVOLTAGE RELEA | 3575000 | 3250000 | 10% | Thanh Long | 2.4 FDB and accessories Optimum
A9A26970 | ACTI9 10X PADLOCKING DEVICE IC60 IID | 1089000 | 990000 | 10% | Thanh Long | 2.4 FDB and accessories Optimum
A9A26975 | ACTI9 TERMINAL SHIELD 18MM IC60 IID | 341000 | 310000 | 10% | Thanh Long | 2.4 FDB and accessories Optimum
A9A26976 | ACTI9 2X TERMINAL SHIELD 36MM IC60 IID | 913000 | 830000 | 10% | Thanh Long | 2.4 FDB and accessories Optimum
A9A26981 | ACTI9 20X SCREW SHIELD IC60 IID | 1342000 | 1220000 | 10% | Thanh Long | 2.4 FDB and accessories Optimum
A9A26982 | ACTI9 12X SCREW SHIELD VIGI IC60 | 781000 | 710000 | 10% | Thanh Long | 2.4 FDB and accessories Optimum
A9A27001 | ACTI9 10X INTERPOLE BARRIER IC60 IID | 1243000 | 1130000 | 10% | Thanh Long | 2.4 FDB and accessories Optimum
A9A27003 | ACTI9 PLUG-IN BASE 18MM IC60 IID | 1254000 | 1140000 | 10% | Thanh Long | 2.4 FDB and accessories Optimum
A9A27005 | ACTI9 ROTARY HANDLE BLACK IC60 IID | 6589000 | 5990000 | 10% | Thanh Long | 2.4 FDB and accessories Optimum
A9A27006 | ACTI9 ROTARY HANDLE RED IC60 IID | 7557000 | 6870000 | 10% | Thanh Long | 2.4 FDB and accessories Optimum
A9A27008 | ACTI9 MECHANISM FOR ROTARY HANDLE IC60 I | 4785000 | 4350000 | 10% | Thanh Long | 2.4 FDB and accessories Optimum
A9A27108 | ACTI9 IMN 24VAC / 24VDC UNDERVOLTAGE REL | 2794000 | 2540000 | 10% | Thanh Long | 2.4 FDB and accessories Optimum
A9E18033 | ACTI9 IPB 1NO-1NC SINGLE PUSH BUTTON GRE | 660000 | 600000 | 10% | Thanh Long | 2.4 FDB and accessories Optimum
A9E18070 | ACTI9 ISSW 1 CHANGEOVER SWITCH | 638000 | 580000 | 10% | Thanh Long | 2.4 FDB and accessories Optimum
A9E18320 | ACTI9 IIL SINGLE INDICATOR LIGHT | 319000 | 290000 | 10% | Thanh Long | 2.4 FDB and accessories Optimum
A9F83101 | ACTI9 IC60H 1P 1A B | 594000 | 540000 | 10% | Thanh Long | 2.4 FDB and accessories Optimum
A9F83102 | ACTI9 IC60H 1P 2A B | 517000 | 470000 | 10% | Thanh Long | 2.4 FDB and accessories Optimum
A9F83103 | ACTI9 IC60H 1P 3A B | 517000 | 470000 | 10% | Thanh Long | 2.4 FDB and accessories Optimum
A9F83104 | ACTI9 IC60H 1P 4A B | 517000 | 470000 | 10% | Thanh Long | 2.4 FDB and accessories Optimum
A9F83106 | ACTI9 IC60H 1P 6A B | 352000 | 320000 | 10% | Thanh Long | 2.4 FDB and accessories Optimum
A9F83110 | ACTI9 IC60H 1P 10A B | 374000 | 340000 | 10% | Thanh Long | 2.4 FDB and accessories Optimum
A9F83113 | ACTI9 IC60H 1P 13A B | 1144000 | 1040000 | 10% | Thanh Long | 2.4 FDB and accessories Optimum
A9F83116 | ACTI9 IC60H 1P 16A B | 385000 | 350000 | 10% | Thanh Long | 2.4 FDB and accessories Optimum
A9F83120 | ACTI9 IC60H 1P 20A B | 429000 | 390000 | 10% | Thanh Long | 2.4 FDB and accessories Optimum
A9F83125 | ACTI9 IC60H 1P 25A B | 451000 | 410000 | 10% | Thanh Long | 2.4 FDB and accessories Optimum
A9F83132 | ACTI9 IC60H 1P 32A B | 517000 | 470000 | 10% | Thanh Long | 2.4 FDB and accessories Optimum
A9F83140 | ACTI9 IC60H 1P 40A B | 583000 | 530000 | 10% | Thanh Long | 2.4 FDB and accessories Optimum
A9F83150 | ACTI9 IC60H 1P 50A B | 1089000 | 990000 | 10% | Thanh Long | 2.4 FDB and accessories Optimum
A9F83163 | ACTI9 IC60H 1P 63A B | 1287000 | 1170000 | 10% | Thanh Long | 2.4 FDB and accessories Optimum
A9F83201 | ACTI9 IC60H 2P 1A B | 1166000 | 1060000 | 10% | Thanh Long | 2.4 FDB and accessories Optimum
A9F83202 | ACTI9 IC60H 2P 2A B | 1034000 | 940000 | 10% | Thanh Long | 2.4 FDB and accessories Optimum
A9F83203 | ACTI9 IC60H 2P 3A B | 1023000 | 930000 | 10% | Thanh Long | 2.4 FDB and accessories Optimum
A9F83204 | ACTI9 IC60H 2P 4A B | 1023000 | 930000 | 10% | Thanh Long | 2.4 FDB and accessories Optimum
A9F83206 | ACTI9 IC60H 2P 6A B | 737000 | 670000 | 10% | Thanh Long | 2.4 FDB and accessories Optimum
A9F83210 | ACTI9 IC60H 2P 10A B | 781000 | 710000 | 10% | Thanh Long | 2.4 FDB and accessories Optimum
A9F83213 | ACTI9 IC60H 2P 13A B | 2277000 | 2070000 | 10% | Thanh Long | 2.4 FDB and accessories Optimum
A9F83216 | ACTI9 IC60H 2P 16A B | 825000 | 750000 | 10% | Thanh Long | 2.4 FDB and accessories Optimum
A9F83220 | ACTI9 IC60H 2P 20A B | 858000 | 780000 | 10% | Thanh Long | 2.4 FDB and accessories Optimum
A9F83225 | ACTI9 IC60H 2P 25A B | 869000 | 790000 | 10% | Thanh Long | 2.4 FDB and accessories Optimum
A9F83232 | ACTI9 IC60H 2P 32A B | 979000 | 890000 | 10% | Thanh Long | 2.4 FDB and accessories Optimum
A9F83240 | ACTI9 IC60H 2P 40A B | 1023000 | 930000 | 10% | Thanh Long | 2.4 FDB and accessories Optimum
A9F83263 | ACTI9 IC60H 2P 63A B | 2376000 | 2160000 | 10% | Thanh Long | 2.4 FDB and accessories Optimum
A9F83270 | ACTI9 IC60H 2P 0,5A B MINIATURE CIRCUIT | 2255000 | 2050000 | 10% | Thanh Long | 2.4 FDB and accessories Optimum
A9F83303 | ACTI9 IC60H 3P 3A B | 1375000 | 1250000 | 10% | Thanh Long | 2.4 FDB and accessories Optimum
A9F83310 | ACTI9 IC60H 3P 10A B | 2233000 | 2030000 | 10% | Thanh Long | 2.4 FDB and accessories Optimum
A9F83313 | ACTI9 IC60H 3P 13A B | 3410000 | 3100000 | 10% | Thanh Long | 2.4 FDB and accessories Optimum
A9F83316 | ACTI9 IC60H 3P 16A B | 1144000 | 1040000 | 10% | Thanh Long | 2.4 FDB and accessories Optimum
A9F83320 | ACTI9 IC60H 3P 20A B | 1144000 | 1040000 | 10% | Thanh Long | 2.4 FDB and accessories Optimum
A9F83325 | ACTI9 IC60H 3P 25A B | 1199000 | 1090000 | 10% | Thanh Long | 2.4 FDB and accessories Optimum
A9F83332 | ACTI9 IC60H 3P 32A B | 1386000 | 1260000 | 10% | Thanh Long | 2.4 FDB and accessories Optimum
A9F83340 | ACTI9 IC60H 3P 40A B | 1540000 | 1400000 | 10% | Thanh Long | 2.4 FDB and accessories Optimum
A9F83350 | ACTI9 IC60H 3P 50A B | 2618000 | 2380000 | 10% | Thanh Long | 2.4 FDB and accessories Optimum
A9F83363 | ACTI9 IC60H 3P 63A B | 2761000 | 2510000 | 10% | Thanh Long | 2.4 FDB and accessories Optimum
A9F83406 | ACTI9 IC60H 4P 6A B | 1617000 | 1470000 | 10% | Thanh Long | 2.4 FDB and accessories Optimum
A9F83413 | ACTI9 IC60H 4P 13A B | 4554000 | 4140000 | 10% | Thanh Long | 2.4 FDB and accessories Optimum
A9F83416 | ACTI9 IC60H 4P 16A B | 1463000 | 1330000 | 10% | Thanh Long | 2.4 FDB and accessories Optimum
A9F83420 | ACTI9 IC60H 4P 20A B | 1628000 | 1480000 | 10% | Thanh Long | 2.4 FDB and accessories Optimum
A9F83432 | ACTI9 IC60H 4P 32A B | 1606000 | 1460000 | 10% | Thanh Long | 2.4 FDB and accessories Optimum
A9F83440 | ACTI9 IC60H 4P 40A B | 1705000 | 1550000 | 10% | Thanh Long | 2.4 FDB and accessories Optimum
A9F83463 | ACTI9 IC60H 4P 63A B | 3916000 | 3560000 | 10% | Thanh Long | 2.4 FDB and accessories Optimum
A9F83650 | ACTI9 IC60H 1P-N 50A B MINIATURE CIRCUIT | 1694000 | 1540000 | 10% | Thanh Long | 2.4 FDB and accessories Optimum
A9F83663 | ACTI9 IC60H 1P-N 63A B MINIATURE CIRCUIT | 1804000 | 1640000 | 10% | Thanh Long | 2.4 FDB and accessories Optimum
A9F84101 | ACTI9 IC60H 1P 1A C | 407000 | 370000 | 10% | Thanh Long | 2.4 FDB and accessories Optimum
A9F84102 | ACTI9 IC60H 1P 2A C | 407000 | 370000 | 10% | Thanh Long | 2.4 FDB and accessories Optimum
A9F84103 | ACTI9 IC60H 1P 3A C | 407000 | 370000 | 10% | Thanh Long | 2.4 FDB and accessories Optimum
A9F84104 | ACTI9 IC60H 1P 4A C | 407000 | 370000 | 10% | Thanh Long | 2.4 FDB and accessories Optimum
A9F84113 | ACTI9 IC60H 1P 13A C | 407000 | 370000 | 10% | Thanh Long | 2.4 FDB and accessories Optimum
A9F84201 | ACTI9 IC60H 2P 1A C | 1590600 | 1446000 | 10% | Thanh Long | 2.4 FDB and accessories Optimum
A9F84202 | ACTI9 IC60H 2P 2A C | 1590600 | 1446000 | 10% | Thanh Long | 2.4 FDB and accessories Optimum
A9F84203 | ACTI9 IC60H 2P 3A C | 1590600 | 1446000 | 10% | Thanh Long | 2.4 FDB and accessories Optimum
A9F84204 | ACTI9 IC60H 2P 4A C | 1590600 | 1446000 | 10% | Thanh Long | 2.4 FDB and accessories Optimum
A9F84213 | ACTI9 IC60H 2P 13A C | 1590600 | 1446000 | 10% | Thanh Long | 2.4 FDB and accessories Optimum
A9F84301 | ACTI9 IC60H 3P 1A C | 2343000 | 2130000 | 10% | Thanh Long | 2.4 FDB and accessories Optimum
A9F84302 | ACTI9 IC60H 3P 2A C | 2343000 | 2130000 | 10% | Thanh Long | 2.4 FDB and accessories Optimum
A9F84303 | ACTI9 IC60H 3P 3A C | 2343000 | 2130000 | 10% | Thanh Long | 2.4 FDB and accessories Optimum
A9F84304 | ACTI9 IC60H 3P 4A C | 2343000 | 2130000 | 10% | Thanh Long | 2.4 FDB and accessories Optimum
A9F84313 | ACTI9 IC60H 3P 13A C | 2343000 | 2130000 | 10% | Thanh Long | 2.4 FDB and accessories Optimum
A9F84401 | ACTI9 IC60H 4P 1A C | 3399000 | 3090000 | 10% | Thanh Long | 2.4 FDB and accessories Optimum
A9F84402 | ACTI9 IC60H 4P 2A C | 3399000 | 3090000 | 10% | Thanh Long | 2.4 FDB and accessories Optimum
A9F84403 | ACTI9 IC60H 4P 3A C | 3399000 | 3090000 | 10% | Thanh Long | 2.4 FDB and accessories Optimum
A9F84404 | ACTI9 IC60H 4P 4A C | 3399000 | 3090000 | 10% | Thanh Long | 2.4 FDB and accessories Optimum
A9F84601 | ACTI9 IC60H 1P-N 1A C MINIATURE CIRCUIT | 880000 | 800000 | 10% | Thanh Long | 2.4 FDB and accessories Optimum
A9F84602 | ACTI9 IC60H 1P-N 2A C MINIATURE CIRCUIT | 858000 | 780000 | 10% | Thanh Long | 2.4 FDB and accessories Optimum
A9F84604 | ACTI9 IC60H 1P-N 4A C MINIATURE CIRCUIT | 825000 | 750000 | 10% | Thanh Long | 2.4 FDB and accessories Optimum
A9F84606 | ACTI9 IC60H 1P-N 6A C MINIATURE CIRCUIT | 781000 | 710000 | 10% | Thanh Long | 2.4 FDB and accessories Optimum
A9F84610 | ACTI9 IC60H 1P-N 10A C MINIATURE CIRCUIT | 704000 | 640000 | 10% | Thanh Long | 2.4 FDB and accessories Optimum
A9F84613 | ACTI9 IC60H 1P-N 13A C MINIATURE CIRCUIT | 1045000 | 950000 | 10% | Thanh Long | 2.4 FDB and accessories Optimum
A9F84616 | ACTI9 IC60H 1P-N 16A C MINIATURE CIRCUIT | 913000 | 830000 | 10% | Thanh Long | 2.4 FDB and accessories Optimum
A9F84620 | ACTI9 IC60H 1P-N 20A C MINIATURE CIRCUIT | 902000 | 820000 | 10% | Thanh Long | 2.4 FDB and accessories Optimum
A9F84632 | ACTI9 IC60H 1P-N 32A C MINIATURE CIRCUIT | 1210000 | 1100000 | 10% | Thanh Long | 2.4 FDB and accessories Optimum
A9F84640 | ACTI9 IC60H 1P-N 40A C MINIATURE CIRCUIT | 1485000 | 1350000 | 10% | Thanh Long | 2.4 FDB and accessories Optimum
A9F84663 | ACTI9 IC60H 1P-N 63A C MINIATURE CIRCUIT | 1826000 | 1660000 | 10% | Thanh Long | 2.4 FDB and accessories Optimum
A9F85106 | ACTI9 IC60H 1P 6A D | 363000 | 330000 | 10% | Thanh Long | 2.4 FDB and accessories Optimum
A9F85110 | ACTI9 IC60H 1P 10A D | 792000 | 720000 | 10% | Thanh Long | 2.4 FDB and accessories Optimum
A9F85113 | ACTI9 IC60H 1P 13A D | 935000 | 850000 | 10% | Thanh Long | 2.4 FDB and accessories Optimum
A9F85116 | ACTI9 IC60H 1P 16A D | 814000 | 740000 | 10% | Thanh Long | 2.4 FDB and accessories Optimum
A9F85120 | ACTI9 IC60H 1P 20A D | 825000 | 750000 | 10% | Thanh Long | 2.4 FDB and accessories Optimum
A9F85125 | ACTI9 IC60H 1P 25A D | 836000 | 760000 | 10% | Thanh Long | 2.4 FDB and accessories Optimum
A9F85132 | ACTI9 IC60H 1P 32A D | 869000 | 790000 | 10% | Thanh Long | 2.4 FDB and accessories Optimum
A9F85140 | ACTI9 IC60H 1P 40A D | 913000 | 830000 | 10% | Thanh Long | 2.4 FDB and accessories Optimum
A9F85150 | ACTI9 IC60H 1P 50A D | 1067000 | 970000 | 10% | Thanh Long | 2.4 FDB and accessories Optimum
A9F85163 | ACTI9 IC60H 1P 63A D | 1144000 | 1040000 | 10% | Thanh Long | 2.4 FDB and accessories Optimum
A9F85202 | ACTI9 IC60H 2P 2A D | 1353000 | 1230000 | 10% | Thanh Long | 2.4 FDB and accessories Optimum
A9F85204 | ACTI9 IC60H 2P 4A D | 792000 | 720000 | 10% | Thanh Long | 2.4 FDB and accessories Optimum
A9F85206 | ACTI9 IC60H 2P 6A D | 1386000 | 1260000 | 10% | Thanh Long | 2.4 FDB and accessories Optimum
A9F85210 | ACTI9 IC60H 2P 10A D | 1551000 | 1410000 | 10% | Thanh Long | 2.4 FDB and accessories Optimum
A9F85213 | ACTI9 IC60H 2P 13A D | 1243000 | 1130000 | 10% | Thanh Long | 2.4 FDB and accessories Optimum
A9F85216 | ACTI9 IC60H 2P 16A D | 1562000 | 1420000 | 10% | Thanh Long | 2.4 FDB and accessories Optimum
A9F85220 | ACTI9 IC60H 2P 20A D | 1617000 | 1470000 | 10% | Thanh Long | 2.4 FDB and accessories Optimum
A9F85225 | ACTI9 IC60H 2P 25A D | 1672000 | 1520000 | 10% | Thanh Long | 2.4 FDB and accessories Optimum
A9F85232 | ACTI9 IC60H 2P 32A D | 1727000 | 1570000 | 10% | Thanh Long | 2.4 FDB and accessories Optimum
A9F85240 | ACTI9 IC60H 2P 40A D | 1749000 | 1590000 | 10% | Thanh Long | 2.4 FDB and accessories Optimum
A9F85250 | ACTI9 IC60H 2P 50A D | 1892000 | 1720000 | 10% | Thanh Long | 2.4 FDB and accessories Optimum
A9F85263 | ACTI9 IC60H 2P 63A D | 2398000 | 2180000 | 10% | Thanh Long | 2.4 FDB and accessories Optimum
A9F85301 | ACTI9 IC60H 3P 1A D | 2695000 | 2450000 | 10% | Thanh Long | 2.4 FDB and accessories Optimum
A9F85302 | ACTI9 IC60H 3P 2A D | 2596000 | 2360000 | 10% | Thanh Long | 2.4 FDB and accessories Optimum
A9F85303 | ACTI9 IC60H 3P 3A D | 2772000 | 2520000 | 10% | Thanh Long | 2.4 FDB and accessories Optimum
A9F85304 | ACTI9 IC60H 3P 4A D | 1639000 | 1490000 | 10% | Thanh Long | 2.4 FDB and accessories Optimum
A9F85306 | ACTI9 IC60H 3P 6A D | 1430000 | 1300000 | 10% | Thanh Long | 2.4 FDB and accessories Optimum
A9F85310 | ACTI9 IC60H 3P 10A D | 2376000 | 2160000 | 10% | Thanh Long | 2.4 FDB and accessories Optimum
A9F85313 | ACTI9 IC60H 3P 13A D | 2244000 | 2040000 | 10% | Thanh Long | 2.4 FDB and accessories Optimum
A9F85316 | ACTI9 IC60H 3P 16A D | 2497000 | 2270000 | 10% | Thanh Long | 2.4 FDB and accessories Optimum
A9F85320 | ACTI9 IC60H 3P 20A D | 2574000 | 2340000 | 10% | Thanh Long | 2.4 FDB and accessories Optimum
A9F85325 | ACTI9 IC60H 3P 25A D | 2673000 | 2430000 | 10% | Thanh Long | 2.4 FDB and accessories Optimum
A9F85332 | ACTI9 IC60H 3P 32A D | 2761000 | 2510000 | 10% | Thanh Long | 2.4 FDB and accessories Optimum
A9F85340 | ACTI9 IC60H 3P 40A D | 2827000 | 2570000 | 10% | Thanh Long | 2.4 FDB and accessories Optimum
A9F85350 | ACTI9 IC60H 3P 50A D | 2915000 | 2650000 | 10% | Thanh Long | 2.4 FDB and accessories Optimum
A9F85363 | ACTI9 IC60H 3P 63A D | 3608000 | 3280000 | 10% | Thanh Long | 2.4 FDB and accessories Optimum
A9F85370 | ACTI9 IC60H 3P 0,5A D MINIATURE CIRCUIT | 3014000 | 2740000 | 10% | Thanh Long | 2.4 FDB and accessories Optimum
A9F85406 | ACTI9 IC60H 4P 6A D | 2552000 | 2320000 | 10% | Thanh Long | 2.4 FDB and accessories Optimum
A9F85410 | ACTI9 IC60H 4P 10A D | 3443000 | 3130000 | 10% | Thanh Long | 2.4 FDB and accessories Optimum
A9F85413 | ACTI9 IC60H 4P 13A D | 2497000 | 2270000 | 10% | Thanh Long | 2.4 FDB and accessories Optimum
A9F85416 | ACTI9 IC60H 4P 16A D | 3476000 | 3160000 | 10% | Thanh Long | 2.4 FDB and accessories Optimum
A9F85420 | ACTI9 IC60H 4P 20A D | 3487000 | 3170000 | 10% | Thanh Long | 2.4 FDB and accessories Optimum
A9F85425 | ACTI9 IC60H 4P 25A D | 3575000 | 3250000 | 10% | Thanh Long | 2.4 FDB and accessories Optimum
A9F85432 | ACTI9 IC60H 4P 32A D | 3630000 | 3300000 | 10% | Thanh Long | 2.4 FDB and accessories Optimum
A9F85440 | ACTI9 IC60H 4P 40A D | 3652000 | 3320000 | 10% | Thanh Long | 2.4 FDB and accessories Optimum
A9F85450 | ACTI9 IC60H 4P 50A D | 4147000 | 3770000 | 10% | Thanh Long | 2.4 FDB and accessories Optimum
A9F85463 | ACTI9 IC60H 4P 63A D | 4818000 | 4380000 | 10% | Thanh Long | 2.4 FDB and accessories Optimum
A9F85620 | ACTI9 IC60H 1P-N 20A D MINIATURE CIRCUIT | 1056000 | 960000 | 10% | Thanh Long | 2.4 FDB and accessories Optimum
A9F85663 | ACTI9 IC60H 1P-N 63A D MINIATURE CIRCUIT | 2068000 | 1880000 | 10% | Thanh Long | 2.4 FDB and accessories Optimum
A9F86225 | ACTI9 IC60H 2P 25A B | 2079000 | 1890000 | 10% | Thanh Long | 2.4 FDB and accessories Optimum
A9F87306 | ACTI9 IC60H 3P 6A C | 1474000 | 1340000 | 10% | Thanh Long | 2.4 FDB and accessories Optimum
A9F90340 | ACTI9 IC60LMA 3P 40A MA MINIATURE CIRCUI | 3993000 | 3630000 | 10% | Thanh Long | 2.4 FDB and accessories Optimum
A9F92210 | ACTI9 IC60L 2P 10A Z | 2596000 | 2360000 | 10% | Thanh Long | 2.4 FDB and accessories Optimum
A9F93101 | ACTI9 IC60L 1P 1A B | 1463000 | 1330000 | 10% | Thanh Long | 2.4 FDB and accessories Optimum
A9F93102 | ACTI9 IC60L 1P 2A B | 1463000 | 1330000 | 10% | Thanh Long | 2.4 FDB and accessories Optimum
A9F93103 | ACTI9 IC60L 1P 3A B | 1485000 | 1350000 | 10% | Thanh Long | 2.4 FDB and accessories Optimum
A9F93104 | ACTI9 IC60L 1P 4A B | 737000 | 670000 | 10% | Thanh Long | 2.4 FDB and accessories Optimum
A9F93106 | ACTI9 IC60L 1P 6A B | 660000 | 600000 | 10% | Thanh Long | 2.4 FDB and accessories Optimum
A9F93110 | ACTI9 IC60L 1P 10A B | 649000 | 590000 | 10% | Thanh Long | 2.4 FDB and accessories Optimum
A9F93116 | ACTI9 IC60L 1P 16A B | 660000 | 600000 | 10% | Thanh Long | 2.4 FDB and accessories Optimum
A9F93120 | ACTI9 IC60L 1P 20A B | 671000 | 610000 | 10% | Thanh Long | 2.4 FDB and accessories Optimum
A9F93125 | ACTI9 IC60L 1P 25A B | 1221000 | 1110000 | 10% | Thanh Long | 2.4 FDB and accessories Optimum
A9F93132 | ACTI9 IC60L 1P 32A B | 1540000 | 1400000 | 10% | Thanh Long | 2.4 FDB and accessories Optimum
A9F93140 | ACTI9 IC60L 1P 40A B | 1573000 | 1430000 | 10% | Thanh Long | 2.4 FDB and accessories Optimum
A9F93150 | ACTI9 IC60L 1P 50A B | 1562000 | 1420000 | 10% | Thanh Long | 2.4 FDB and accessories Optimum
A9F93201 | ACTI9 IC60L 2P 1A B | 2904000 | 2640000 | 10% | Thanh Long | 2.4 FDB and accessories Optimum
A9F93202 | ACTI9 IC60L 2P 2A B | 2915000 | 2650000 | 10% | Thanh Long | 2.4 FDB and accessories Optimum
A9F93203 | ACTI9 IC60L 2P 3A B | 2959000 | 2690000 | 10% | Thanh Long | 2.4 FDB and accessories Optimum
A9F93204 | ACTI9 IC60L 2P 4A B | 1474000 | 1340000 | 10% | Thanh Long | 2.4 FDB and accessories Optimum
A9F93206 | ACTI9 IC60L 2P 6A B | 1265000 | 1150000 | 10% | Thanh Long | 2.4 FDB and accessories Optimum
A9F93210 | ACTI9 IC60L 2P 10A B | 1287000 | 1170000 | 10% | Thanh Long | 2.4 FDB and accessories Optimum
A9F93216 | ACTI9 IC60L 2P 16A B | 1309000 | 1190000 | 10% | Thanh Long | 2.4 FDB and accessories Optimum
A9F93220 | ACTI9 IC60L 2P 20A B | 1331000 | 1210000 | 10% | Thanh Long | 2.4 FDB and accessories Optimum
A9F93225 | ACTI9 IC60L 2P 25A B | 2431000 | 2210000 | 10% | Thanh Long | 2.4 FDB and accessories Optimum
A9F93232 | ACTI9 IC60L 2P 32A B | 3080000 | 2800000 | 10% | Thanh Long | 2.4 FDB and accessories Optimum
A9F93240 | ACTI9 IC60L 2P 40A B | 3135000 | 2850000 | 10% | Thanh Long | 2.4 FDB and accessories Optimum
A9F93250 | ACTI9 IC60L 2P 50A B | 3212000 | 2920000 | 10% | Thanh Long | 2.4 FDB and accessories Optimum
A9F93263 | ACTI9 IC60L 2P 63A B | 3245000 | 2950000 | 10% | Thanh Long | 2.4 FDB and accessories Optimum
A9F93301 | ACTI9 IC60L 3P 1A B | 4367000 | 3970000 | 10% | Thanh Long | 2.4 FDB and accessories Optimum
A9F93302 | ACTI9 IC60L 3P 2A B | 4378000 | 3980000 | 10% | Thanh Long | 2.4 FDB and accessories Optimum
A9F93303 | ACTI9 IC60L 3P 3A B | 4444000 | 4040000 | 10% | Thanh Long | 2.4 FDB and accessories Optimum
A9F93304 | ACTI9 IC60L 3P 4A B | 2211000 | 2010000 | 10% | Thanh Long | 2.4 FDB and accessories Optimum
A9F93306 | ACTI9 IC60L 3P 6A B | 1903000 | 1730000 | 10% | Thanh Long | 2.4 FDB and accessories Optimum
A9F93310 | ACTI9 IC60L 3P 10A B | 1936000 | 1760000 | 10% | Thanh Long | 2.4 FDB and accessories Optimum
A9F93316 | ACTI9 IC60L 3P 16A B | 1980000 | 1800000 | 10% | Thanh Long | 2.4 FDB and accessories Optimum
A9F93320 | ACTI9 IC60L 3P 20A B | 2002000 | 1820000 | 10% | Thanh Long | 2.4 FDB and accessories Optimum
A9F93325 | ACTI9 IC60L 3P 25A B | 3652000 | 3320000 | 10% | Thanh Long | 2.4 FDB and accessories Optimum
A9F93332 | ACTI9 IC60L 3P 32A B | 4620000 | 4200000 | 10% | Thanh Long | 2.4 FDB and accessories Optimum
A9F93340 | ACTI9 IC60L 3P 40A B | 4708000 | 4280000 | 10% | Thanh Long | 2.4 FDB and accessories Optimum
A9F93350 | ACTI9 IC60L 3P 50A B | 4829000 | 4390000 | 10% | Thanh Long | 2.4 FDB and accessories Optimum
A9F93363 | ACTI9 IC60L 3P 63A B | 4884000 | 4440000 | 10% | Thanh Long | 2.4 FDB and accessories Optimum
A9F93404 | ACTI9 IC60L 4P 4A B | 2959000 | 2690000 | 10% | Thanh Long | 2.4 FDB and accessories Optimum
A9F93406 | ACTI9 IC60L 4P 6A B | 2541000 | 2310000 | 10% | Thanh Long | 2.4 FDB and accessories Optimum
A9F93410 | ACTI9 IC60L 4P 10A B | 2596000 | 2360000 | 10% | Thanh Long | 2.4 FDB and accessories Optimum
A9F93416 | ACTI9 IC60L 4P 16A B | 2640000 | 2400000 | 10% | Thanh Long | 2.4 FDB and accessories Optimum
A9F93420 | ACTI9 IC60L 4P 20A B | 2761000 | 2510000 | 10% | Thanh Long | 2.4 FDB and accessories Optimum
A9F93425 | ACTI9 IC60L 4P 25A B | 4884000 | 4440000 | 10% | Thanh Long | 2.4 FDB and accessories Optimum
A9F93432 | ACTI9 IC60L 4P 32A B | 6171000 | 5610000 | 10% | Thanh Long | 2.4 FDB and accessories Optimum
A9F93440 | ACTI9 IC60L 4P 40A B | 6292000 | 5720000 | 10% | Thanh Long | 2.4 FDB and accessories Optimum
A9F93450 | ACTI9 IC60L 4P 50A B | 6446000 | 5860000 | 10% | Thanh Long | 2.4 FDB and accessories Optimum
A9F93463 | ACTI9 IC60L 4P 63A B | 6523000 | 5930000 | 10% | Thanh Long | 2.4 FDB and accessories Optimum
A9F94102 | ACTI9 IC60L 1P 2A C | 539000 | 490000 | 10% | Thanh Long | 2.4 FDB and accessories Optimum
A9F94104 | ACTI9 IC60L 1P 4A C | 539000 | 490000 | 10% | Thanh Long | 2.4 FDB and accessories Optimum
A9F94201 | ACTI9 IC60L 2P 1A C | 1177000 | 1070000 | 10% | Thanh Long | 2.4 FDB and accessories Optimum
A9F94202 | ACTI9 IC60L 2P 2A C | 1199000 | 1090000 | 10% | Thanh Long | 2.4 FDB and accessories Optimum
A9F94203 | ACTI9 IC60L 2P 3A C | 1254000 | 1140000 | 10% | Thanh Long | 2.4 FDB and accessories Optimum
A9F94204 | ACTI9 IC60L 2P 4A C | 1265000 | 1150000 | 10% | Thanh Long | 2.4 FDB and accessories Optimum
A9F94301 | ACTI9 IC60L 3P 1A C | 3377000 | 3070000 | 10% | Thanh Long | 2.4 FDB and accessories Optimum
A9F94302 | ACTI9 IC60L 3P 2A C | 2354000 | 2140000 | 10% | Thanh Long | 2.4 FDB and accessories Optimum
A9F94303 | ACTI9 IC60L 3P 3A C | 2354000 | 2140000 | 10% | Thanh Long | 2.4 FDB and accessories Optimum
A9F94304 | ACTI9 IC60L 3P 4A C | 2354000 | 2140000 | 10% | Thanh Long | 2.4 FDB and accessories Optimum
A9F95106 | ACTI9 IC60L 1P 6A K | 671000 | 610000 | 10% | Thanh Long | 2.4 FDB and accessories Optimum
A9F95110 | ACTI9 IC60L 1P 10A K | 748000 | 680000 | 10% | Thanh Long | 2.4 FDB and accessories Optimum
A9F95116 | ACTI9 IC60L 1P 16A K | 759000 | 690000 | 10% | Thanh Long | 2.4 FDB and accessories Optimum
A9F95120 | ACTI9 IC60L 1P 20A K | 770000 | 700000 | 10% | Thanh Long | 2.4 FDB and accessories Optimum
A9F95125 | ACTI9 IC60L 1P 25A K | 935000 | 850000 | 10% | Thanh Long | 2.4 FDB and accessories Optimum
A9F95132 | ACTI9 IC60L 1P 32A K | 902000 | 820000 | 10% | Thanh Long | 2.4 FDB and accessories Optimum
A9F95140 | ACTI9 IC60L 1P 40A K | 913000 | 830000 | 10% | Thanh Long | 2.4 FDB and accessories Optimum
A9F95163 | ACTI9 IC60L 1P 63A K | 1023000 | 930000 | 10% | Thanh Long | 2.4 FDB and accessories Optimum
A9F95206 | ACTI9 IC60L 2P 6A K | 1606000 | 1460000 | 10% | Thanh Long | 2.4 FDB and accessories Optimum
A9F95210 | ACTI9 IC60L 2P 10A K | 1793000 | 1630000 | 10% | Thanh Long | 2.4 FDB and accessories Optimum
A9F95216 | ACTI9 IC60L 2P 16A K | 1848000 | 1680000 | 10% | Thanh Long | 2.4 FDB and accessories Optimum
A9F95220 | ACTI9 IC60L 2P 20A K | 1881000 | 1710000 | 10% | Thanh Long | 2.4 FDB and accessories Optimum
A9F95225 | ACTI9 IC60L 2P 25A K | 2321000 | 2110000 | 10% | Thanh Long | 2.4 FDB and accessories Optimum
A9F95232 | ACTI9 IC60L 2P 32A K | 2728000 | 2480000 | 10% | Thanh Long | 2.4 FDB and accessories Optimum
A9F95240 | ACTI9 IC60L 2P 40A K | 3157000 | 2870000 | 10% | Thanh Long | 2.4 FDB and accessories Optimum
A9F95250 | ACTI9 IC60L 2P 50A K | 3443000 | 3130000 | 10% | Thanh Long | 2.4 FDB and accessories Optimum
A9F95263 | ACTI9 IC60L 2P 63A K | 3575000 | 3250000 | 10% | Thanh Long | 2.4 FDB and accessories Optimum
A9F95306 | ACTI9 IC60L 3P 6A K | 2013000 | 1830000 | 10% | Thanh Long | 2.4 FDB and accessories Optimum
A9F95310 | ACTI9 IC60L 3P 10A K | 2464000 | 2240000 | 10% | Thanh Long | 2.4 FDB and accessories Optimum
A9F95316 | ACTI9 IC60L 3P 16A K | 1419000 | 1290000 | 10% | Thanh Long | 2.4 FDB and accessories Optimum
A9F95320 | ACTI9 IC60L 3P 20A K | 1375000 | 1250000 | 10% | Thanh Long | 2.4 FDB and accessories Optimum
A9F95325 | ACTI9 IC60L 3P 25A K | 3443000 | 3130000 | 10% | Thanh Long | 2.4 FDB and accessories Optimum
A9F95332 | ACTI9 IC60L 3P 32A K | 2563000 | 2330000 | 10% | Thanh Long | 2.4 FDB and accessories Optimum
A9F95340 | ACTI9 IC60L 3P 40A K | 4389000 | 3990000 | 10% | Thanh Long | 2.4 FDB and accessories Optimum
A9F95350 | ACTI9 IC60L 3P 50A K | 2728000 | 2480000 | 10% | Thanh Long | 2.4 FDB and accessories Optimum
A9F95363 | ACTI9 IC60L 3P 63A K | 2750000 | 2500000 | 10% | Thanh Long | 2.4 FDB and accessories Optimum
A9F95406 | ACTI9 IC60L 4P 6A K | 2013000 | 1830000 | 10% | Thanh Long | 2.4 FDB and accessories Optimum
A9F95416 | ACTI9 IC60L 4P 16A K | 1650000 | 1500000 | 10% | Thanh Long | 2.4 FDB and accessories Optimum
A9F95432 | ACTI9 IC60L 4P 32A K | 5467000 | 4970000 | 10% | Thanh Long | 2.4 FDB and accessories Optimum
A9F95440 | ACTI9 IC60L 4P 40A K | 5544000 | 5040000 | 10% | Thanh Long | 2.4 FDB and accessories Optimum
A9F95450 | ACTI9 IC60L 4P 50A K | 6259000 | 5690000 | 10% | Thanh Long | 2.4 FDB and accessories Optimum
A9F95463 | ACTI9 IC60L 4P 63A K | 6523000 | 5930000 | 10% | Thanh Long | 2.4 FDB and accessories Optimum
A9N18343 | C120N 1P 125A B 10000A 240/415V MINIATUR | 1201200 | 1092000 | 10% | Thanh Long | 2.4 FDB and accessories Optimum
A9N18379 | C120N 1P 80A D 10000A 240/415V MINIATURE | 1056000 | 960000 | 10% | Thanh Long | 2.4 FDB and accessories Optimum
A9N18387 | C120N 3P 80A D 10000A 415V MINIATURE CIR | 3210900 | 2919000 | 10% | Thanh Long | 2.4 FDB and accessories Optimum
A9N18388 | C120N 3P 100A D 10000A 415V MINIATURE CI | 3223000 | 2930000 | 10% | Thanh Long | 2.4 FDB and accessories Optimum
A9N18390 | C120N 4P 63A D 10000A 415V MINIATURE CIR | 4170100 | 3791000 | 10% | Thanh Long | 2.4 FDB and accessories Optimum
A9N18512 | C120H 3P 80A D 15000A 415V MINIATURE CIR | 3257100 | 2961000 | 10% | Thanh Long | 2.4 FDB and accessories Optimum
A9N18524 | C120H 4P 100A D 15000A 415V MINIATURE CI | 4354900 | 3959000 | 10% | Thanh Long | 2.4 FDB and accessories Optimum
A9N18566 | VIGI C120 125A 3P 30 MA AC ADAPTABLE RES | 11723800 | 10658000 | 10% | Thanh Long | 2.4 FDB and accessories Optimum
A9N26969 | VOLTAGE RELEASE MNX 220-240VAC DC GHOST | 4092000 | 3720000 | 10% | Thanh Long | 2.4 FDB and accessories Optimum
A9N61690 | C60NA-DC SWITCH 800VDC 25A 2P PHOTOVOLTA | 3047000 | 2770000 | 10% | Thanh Long | 2.4 FDB and accessories Optimum
24483 | C.BREAKER C60 OEM UL1077 4P 10A C 480Y/2 | 2662000 | 2420000 | 10% | Thanh Long | 2.4 FDB and accessories Optimum
26970 | Acti 9 Acc. Set x2 Padlock Devices | 264000 | 240000 | 10% | Thanh Long | 2.4 FDB and accessories Optimum
26981 | SET 2 TERM.SCREW SHIELDS RCCB4P | 484000 | 440000 | 10% | Thanh Long | 2.4 FDB and accessories Optimum
A9F92102 | ACTI9 IC60L 1P 2A Z | 946000 | 860000 | 10% | Thanh Long | 2.4 FDB and accessories Optimum
M9A26924 | Multi9 OF 24-415VAC 24-130VDC Contact. | 381700 | 347000 | 10% | Thanh Long | 2.4 FDB and accessories Optimum
81378 | FICHE MOBILE DROITE 63A 2PT 200-250V IP6 | 1278200 | 1162000 | 10% | Thanh Long | 2.13 IPS, Timer and Sensor Optimum
81390 | FICHE MOBILE DROITE 125A 2PT 200-250V IP | 2971100 | 2701000 | 10% | Thanh Long | 2.13 IPS, Timer and Sensor Optimum
81382 | FICHE MOBILE DROITE 63A 3PT 380-415V IP6 | 1349700 | 1227000 | 10% | Thanh Long | 2.13 IPS, Timer and Sensor Optimum
81394 | FICHE MOBILE DROITE 125A 3PT 380-415V IP | 3067900 | 2789000 | 10% | Thanh Long | 2.13 IPS, Timer and Sensor Optimum
81383 | FICHE MOBILE DROITE 63A 3PNT 380-415V IP | 1569700 | 1427000 | 10% | Thanh Long | 2.13 IPS, Timer and Sensor Optimum
81395 | FICHE MOBILE DROITE 125A 3PNT 380-415V I | 3144900 | 2859000 | 10% | Thanh Long | 2.13 IPS, Timer and Sensor Optimum
81478 | PRISE MOBILE DROITE 63A 2PT 200-250V IP6 | 1433300 | 1303000 | 10% | Thanh Long | 2.13 IPS, Timer and Sensor Optimum
81490 | PRISE MOBILE DROITE 125A 2PT 200-250V IP | 3840100 | 3491000 | 10% | Thanh Long | 2.13 IPS, Timer and Sensor Optimum
81482 | PRISE MOBILE DROITE 63A 3PT 380-415V IP6 | 1595000 | 1450000 | 10% | Thanh Long | 2.13 IPS, Timer and Sensor Optimum
81494 | PRISE MOBILE DROITE 125A 3PT 380-415V IP | 4203100 | 3821000 | 10% | Thanh Long | 2.13 IPS, Timer and Sensor Optimum
81483 | ISE MOBILE DROITE 63A 3PNT 380-415V IP | 1796300 | 1633000 | 10% | Thanh Long | 2.13 IPS, Timer and Sensor Optimum
81495 | PRISE MOBILE DROITE 125A 3PNT 380-415V I | 4400000 | 4000000 | 10% | Thanh Long | 2.13 IPS, Timer and Sensor Optimum
81678 | SOCLE PRISE ENC. DROIT 63A 2PT 200-250V | 1205600 | 1096000 | 10% | Thanh Long | 2.13 IPS, Timer and Sensor Optimum
81690 | SOCLE PRISE ENC. DROIT 125A 2PT 200-250V | 2982100 | 2711000 | 10% | Thanh Long | 2.13 IPS, Timer and Sensor Optimum
81682 | SOCLE PRISE ENC. DROIT 63A 3PT 380-415V | 1370600 | 1246000 | 10% | Thanh Long | 2.13 IPS, Timer and Sensor Optimum
81694 | CEE 125A 4P 380V 6H DROITE IP67 | 3106400 | 2824000 | 10% | Thanh Long | 2.13 IPS, Timer and Sensor Optimum
81683 | SOCLE PRISE ENC. DROIT 63A 3PNT 380-415V | 1401400 | 1274000 | 10% | Thanh Long | 2.13 IPS, Timer and Sensor Optimum
81695 | CEE 125A 5P 380V 6H DROITE IP67 | 3525500 | 3205000 | 10% | Thanh Long | 2.13 IPS, Timer and Sensor Optimum
81278 | SOCLE PRISE ENC. INC. 63A 2PT 200-250V I | 1205600 | 1096000 | 10% | Thanh Long | 2.13 IPS, Timer and Sensor Optimum
81290 | CEE 125A 3P 230V 6H INCLINEE IP67 | 2982100 | 2711000 | 10% | Thanh Long | 2.13 IPS, Timer and Sensor Optimum
81282 | CEE 63A 4P 380V 6H INCLINEE IP67 | 1370600 | 1246000 | 10% | Thanh Long | 2.13 IPS, Timer and Sensor Optimum
81294 | SOCLE PRISE ENC. INC. 125A 3PT 380-415V | 3106400 | 2824000 | 10% | Thanh Long | 2.13 IPS, Timer and Sensor Optimum
81283 | SOCLE PRISE ENC. INC. 63A 3PNT 380-415V | 1401400 | 1274000 | 10% | Thanh Long | 2.13 IPS, Timer and Sensor Optimum
81295 | SOCLE PRISE ENC. INC. 125A 3PNT 380-415V | 3525500 | 3205000 | 10% | Thanh Long | 2.13 IPS, Timer and Sensor Optimum
81178 | SOCLE PRISE SAIL. 63A 2PT 200-250V IP67 | 1820500 | 1655000 | 10% | Thanh Long | 2.13 IPS, Timer and Sensor Optimum
81190 | SOCLE PRISE SAIL. 125A 2PT 200-250V IP67 | 4679400 | 4254000 | 10% | Thanh Long | 2.13 IPS, Timer and Sensor Optimum
81182 | SOCLE PRISE SAIL. 63A 3PT 380-415V IP67 | 1886500 | 1715000 | 10% | Thanh Long | 2.13 IPS, Timer and Sensor Optimum
81194 | SOCLE PRISE SAIL.125A 3PT 380-415V IP67 | 4901600 | 4456000 | 10% | Thanh Long | 2.13 IPS, Timer and Sensor Optimum
81183 | SOCLE PRISE SAIL. 63A 3PNT 380-415V IP67 | 2186800 | 1988000 | 10% | Thanh Long | 2.13 IPS, Timer and Sensor Optimum
81195 | SOCLE PRISE SAIL.125A 3PNT 380-415V IP67 | 5032500 | 4575000 | 10% | Thanh Long | 2.13 IPS, Timer and Sensor Optimum
15201 | DIGITAL VOLTMETER 0-600V | 4587000 | 4170000 | 10% | Thinh | 4.13 POWERTAG, A/V/iEM METER, CT, VARPLUSCAN/PFC, REACTOR
15202 | DIRECT AMMETER 10A | 4804800 | 4368000 | 10% | Thinh | 4.13 POWERTAG, A/V/iEM METER, CT, VARPLUSCAN/PFC, REACTOR
15209 | AMMETER WITH CT 50/6000A | 4587000 | 4170000 | 10% | Thinh | 4.13 POWERTAG, A/V/iEM METER, CT, VARPLUSCAN/PFC, REACTOR
15440 | CH HOURS COUNTER DIN 220/240V 50 HZ | 1745700 | 1587000 | 10% | Thinh | 4.13 POWERTAG, A/V/iEM METER, CT, VARPLUSCAN/PFC, REACTOR
15443 | CI IMPULSE COUNTER DIN | 2525600 | 2296000 | 10% | Thinh | 4.13 POWERTAG, A/V/iEM METER, CT, VARPLUSCAN/PFC, REACTOR | Regional LT
15607 | CH HOURS COUNTER 48X48 24VAC | 903100 | 821000 | 10% | Thinh | 4.13 POWERTAG, A/V/iEM METER, CT, VARPLUSCAN/PFC, REACTOR | Regional LT
15608 | CH HOURS COUNTER 48X48 230VAC | 907500 | 825000 | 10% | Thinh | 4.13 POWERTAG, A/V/iEM METER, CT, VARPLUSCAN/PFC, REACTOR
15609 | CH HOURS COUNTER 48X48 12/36VDC | 1446500 | 1315000 | 10% | Thinh | 4.13 POWERTAG, A/V/iEM METER, CT, VARPLUSCAN/PFC, REACTOR
16003 | AMMETER 72X72 3IN WITHOUT DIAL | 1699500 | 1545000 | 10% | Thinh | 4.13 POWERTAG, A/V/iEM METER, CT, VARPLUSCAN/PFC, REACTOR | Regional LT
16004 | AMMETER 72X72 1,3IN WITHOUT DIAL | 1634600 | 1486000 | 10% | Thinh | 4.13 POWERTAG, A/V/iEM METER, CT, VARPLUSCAN/PFC, REACTOR
16005 | VOLTMETER 72X72 0-500V | 1807300 | 1643000 | 10% | Thinh | 4.13 POWERTAG, A/V/iEM METER, CT, VARPLUSCAN/PFC, REACTOR
16006 | AMMETER DIAL 3IN FOR TC30/5A | 134200 | 122000 | 10% | Thinh | 4.13 POWERTAG, A/V/iEM METER, CT, VARPLUSCAN/PFC, REACTOR | Global O2/LT
16007 | AMMETER DIAL 3IN FOR TC75/5A | 134200 | 122000 | 10% | Thinh | 4.13 POWERTAG, A/V/iEM METER, CT, VARPLUSCAN/PFC, REACTOR | Global O2/LT
16008 | AMMETER DIAL 3IN FOR TC200/5A | 134200 | 122000 | 10% | Thinh | 4.13 POWERTAG, A/V/iEM METER, CT, VARPLUSCAN/PFC, REACTOR | Global O2/LT
16009 | AMMETER DIAL 1,5IN FOR TC50/5A | 134200 | 122000 | 10% | Thinh | 4.13 POWERTAG, A/V/iEM METER, CT, VARPLUSCAN/PFC, REACTOR
16010 | AMMETER DIAL 1,5IN FOR TC100/5A | 134200 | 122000 | 10% | Thinh | 4.13 POWERTAG, A/V/iEM METER, CT, VARPLUSCAN/PFC, REACTOR
16011 | AMMETER DIAL 1,5IN FOR TC200/5A | 134200 | 122000 | 10% | Thinh | 4.13 POWERTAG, A/V/iEM METER, CT, VARPLUSCAN/PFC, REACTOR | Global O2/LT
16012 | AMMETER DIAL 1,5IN FOR TC400/5A | 134200 | 122000 | 10% | Thinh | 4.13 POWERTAG, A/V/iEM METER, CT, VARPLUSCAN/PFC, REACTOR
16013 | AMMETER DIAL 1,5IN FOR TC600/5A | 134200 | 122000 | 10% | Thinh | 4.13 POWERTAG, A/V/iEM METER, CT, VARPLUSCAN/PFC, REACTOR
16014 | AMMETER DIAL 1,5IN FOR TC1000/5A | 134200 | 122000 | 10% | Thinh | 4.13 POWERTAG, A/V/iEM METER, CT, VARPLUSCAN/PFC, REACTOR | Global O2/LT
16015 | AMMETER DIAL 1,5IN FOR TC1250/5A | 134200 | 122000 | 10% | Thinh | 4.13 POWERTAG, A/V/iEM METER, CT, VARPLUSCAN/PFC, REACTOR
16016 | AMMETER DIAL 1,5IN FOR TC1500/5A | 134200 | 122000 | 10% | Thinh | 4.13 POWERTAG, A/V/iEM METER, CT, VARPLUSCAN/PFC, REACTOR | Global O2/LT
16017 | SELECTOR SWITCH CMA 4 POSITIONS | 2711500 | 2465000 | 10% | Thinh | 4.13 POWERTAG, A/V/iEM METER, CT, VARPLUSCAN/PFC, REACTOR
16018 | SELECTOR SWITCH CMV 7 POSITIONS | 2711500 | 2465000 | 10% | Thinh | 4.13 POWERTAG, A/V/iEM METER, CT, VARPLUSCAN/PFC, REACTOR
16019 | AMMETER DIAL 1,5IN FOR TC2000/5A | 133100 | 121000 | 10% | Thinh | 4.13 POWERTAG, A/V/iEM METER, CT, VARPLUSCAN/PFC, REACTOR
16029 | MODULAR ANALOG AMMETER AMP 0 TO 30 A | 1854600 | 1686000 | 10% | Thinh | 4.13 POWERTAG, A/V/iEM METER, CT, VARPLUSCAN/PFC, REACTOR
16030 | MODULAR ANALOG AMMETER WITHOUT SCALE AMP | 1788600 | 1626000 | 10% | Thinh | 4.13 POWERTAG, A/V/iEM METER, CT, VARPLUSCAN/PFC, REACTOR
16031 | SCALE-PLATE FOR AMMETER 5A | 116600 | 106000 | 10% | Thinh | 4.13 POWERTAG, A/V/iEM METER, CT, VARPLUSCAN/PFC, REACTOR
16032 | SCALE-PLATE FOR AMMETER TI 50A | 116600 | 106000 | 10% | Thinh | 4.13 POWERTAG, A/V/iEM METER, CT, VARPLUSCAN/PFC, REACTOR
16033 | SCALE-PLATE FOR AMMETER TI 75A | 116600 | 106000 | 10% | Thinh | 4.13 POWERTAG, A/V/iEM METER, CT, VARPLUSCAN/PFC, REACTOR
16034 | SCALE-PLATE FOR AMMETER TI 100A | 116600 | 106000 | 10% | Thinh | 4.13 POWERTAG, A/V/iEM METER, CT, VARPLUSCAN/PFC, REACTOR
16035 | SCALE-PLATE FOR AMMETER TI 150A | 116600 | 106000 | 10% | Thinh | 4.13 POWERTAG, A/V/iEM METER, CT, VARPLUSCAN/PFC, REACTOR
16036 | SCALE-PLATE FOR AMMETER TI 200A | 116600 | 106000 | 10% | Thinh | 4.13 POWERTAG, A/V/iEM METER, CT, VARPLUSCAN/PFC, REACTOR
16037 | SCALE-PLATE FOR AMMETER TI 250A | 116600 | 106000 | 10% | Thinh | 4.13 POWERTAG, A/V/iEM METER, CT, VARPLUSCAN/PFC, REACTOR
16038 | SCALE-PLATE FOR AMMETER TI 300A | 116600 | 106000 | 10% | Thinh | 4.13 POWERTAG, A/V/iEM METER, CT, VARPLUSCAN/PFC, REACTOR
16039 | SCALE-PLATE FOR AMMETER TI 400A | 116600 | 106000 | 10% | Thinh | 4.13 POWERTAG, A/V/iEM METER, CT, VARPLUSCAN/PFC, REACTOR
16040 | SCALE-PLATE FOR AMMETER TI 500A | 116600 | 106000 | 10% | Thinh | 4.13 POWERTAG, A/V/iEM METER, CT, VARPLUSCAN/PFC, REACTOR
16041 | SCALE-PLATE FOR AMMETER TI 600A | 116600 | 106000 | 10% | Thinh | 4.13 POWERTAG, A/V/iEM METER, CT, VARPLUSCAN/PFC, REACTOR
16042 | SCALE-PLATE FOR AMMETER TI 800A | 116600 | 106000 | 10% | Thinh | 4.13 POWERTAG, A/V/iEM METER, CT, VARPLUSCAN/PFC, REACTOR
16043 | SCALE-PLATE FOR AMMETER TI 1000A | 116600 | 106000 | 10% | Thinh | 4.13 POWERTAG, A/V/iEM METER, CT, VARPLUSCAN/PFC, REACTOR
16044 | SCALE-PLATE FOR AMMETER TI 1500A | 116600 | 106000 | 10% | Thinh | 4.13 POWERTAG, A/V/iEM METER, CT, VARPLUSCAN/PFC, REACTOR
16045 | SCALE-PLATE FOR AMMETER TI 2000A | 116600 | 106000 | 10% | Thinh | 4.13 POWERTAG, A/V/iEM METER, CT, VARPLUSCAN/PFC, REACTOR
16060 | MODULAR ANALOG VOLTMETER VLT | 1866700 | 1697000 | 10% | Thinh | 4.13 POWERTAG, A/V/iEM METER, CT, VARPLUSCAN/PFC, REACTOR
16061 | MODULAR ANALOG VOLTMETER VLT | 1932700 | 1757000 | 10% | Thinh | 4.13 POWERTAG, A/V/iEM METER, CT, VARPLUSCAN/PFC, REACTOR
16073 | AMP 96 X 96 FOR MOTOR FEEDER | 1683000 | 1530000 | 10% | Thinh | 4.13 POWERTAG, A/V/iEM METER, CT, VARPLUSCAN/PFC, REACTOR | Global O2/LT
16074 | AMP 96 X 96 FOR STANDARD FEEDER | 1873300 | 1703000 | 10% | Thinh | 4.13 POWERTAG, A/V/iEM METER, CT, VARPLUSCAN/PFC, REACTOR
16075 | VLT 96 X 96 0-500V | 2088900 | 1899000 | 10% | Thinh | 4.13 POWERTAG, A/V/iEM METER, CT, VARPLUSCAN/PFC, REACTOR
16076 | DIAL 3IN TC30/5 | 140800 | 128000 | 10% | Thinh | 4.13 POWERTAG, A/V/iEM METER, CT, VARPLUSCAN/PFC, REACTOR | Global O2/LT
16077 | DIAL 3IN TC75/5 | 140800 | 128000 | 10% | Thinh | 4.13 POWERTAG, A/V/iEM METER, CT, VARPLUSCAN/PFC, REACTOR | Global O2/LT
16078 | DIAL 3IN TC200/5 | 140800 | 128000 | 10% | Thinh | 4.13 POWERTAG, A/V/iEM METER, CT, VARPLUSCAN/PFC, REACTOR | Global O2/LT
16079 | DIAL 1,3IN TC50/5 | 140800 | 128000 | 10% | Thinh | 4.13 POWERTAG, A/V/iEM METER, CT, VARPLUSCAN/PFC, REACTOR
16080 | DIAL 1,3IN TC100/5 | 140800 | 128000 | 10% | Thinh | 4.13 POWERTAG, A/V/iEM METER, CT, VARPLUSCAN/PFC, REACTOR
16081 | DIAL 1,3IN TC200/5 | 140800 | 128000 | 10% | Thinh | 4.13 POWERTAG, A/V/iEM METER, CT, VARPLUSCAN/PFC, REACTOR
16082 | DIAL 1,3IN TC400/5 | 152900 | 139000 | 10% | Thinh | 4.13 POWERTAG, A/V/iEM METER, CT, VARPLUSCAN/PFC, REACTOR
16083 | DIAL 1,3IN TC600/5 | 140800 | 128000 | 10% | Thinh | 4.13 POWERTAG, A/V/iEM METER, CT, VARPLUSCAN/PFC, REACTOR | Global O2/LT
16084 | DIAL 1,3IN TC1000/5 | 140800 | 128000 | 10% | Thinh | 4.13 POWERTAG, A/V/iEM METER, CT, VARPLUSCAN/PFC, REACTOR | Global O2/LT
16085 | DIAL 1,3IN TC1250/5 | 140800 | 128000 | 10% | Thinh | 4.13 POWERTAG, A/V/iEM METER, CT, VARPLUSCAN/PFC, REACTOR
16086 | DIAL 1,3IN TC1500/5 | 140800 | 128000 | 10% | Thinh | 4.13 POWERTAG, A/V/iEM METER, CT, VARPLUSCAN/PFC, REACTOR | Global O2/LT
16087 | DIAL 1,3IN TC2000/5 | 140800 | 128000 | 10% | Thinh | 4.13 POWERTAG, A/V/iEM METER, CT, VARPLUSCAN/PFC, REACTOR | Global O2/LT
16088 | DIAL 1,3IN TC2500/5 | 140800 | 128000 | 10% | Thinh | 4.13 POWERTAG, A/V/iEM METER, CT, VARPLUSCAN/PFC, REACTOR | Global O2/LT
16089 | DIAL 1,3IN TC3000/5 | 140800 | 128000 | 10% | Thinh | 4.13 POWERTAG, A/V/iEM METER, CT, VARPLUSCAN/PFC, REACTOR
16090 | DIAL 1,3IN TC4000/5 | 140800 | 128000 | 10% | Thinh | 4.13 POWERTAG, A/V/iEM METER, CT, VARPLUSCAN/PFC, REACTOR | Global O2/LT
16091 | DIAL 1,3IN TC5000/5 | 145200 | 132000 | 10% | Thinh | 4.13 POWERTAG, A/V/iEM METER, CT, VARPLUSCAN/PFC, REACTOR
16092 | DIAL 1,3IN TC6000/5 | 145200 | 132000 | 10% | Thinh | 4.13 POWERTAG, A/V/iEM METER, CT, VARPLUSCAN/PFC, REACTOR
BCPMA042S | CIRCUIT POWER METER 42CTS, 19MM | 61912400 | 56284000 | 10% | Thinh | 4.1 PM5000, PM8000, BCPM, GATEWAY
BCPMA084S | CIRCUIT POWER METER 84CTS, 19MM | 159024800 | 144568000 | 10% | Thinh | 4.1 PM5000, PM8000, BCPM, GATEWAY
BCPMA142S | CIRCUIT POWER METER 42CTS, 25MM | 63488700 | 57717000 | 10% | Thinh | 4.1 PM5000, PM8000, BCPM, GATEWAY
BCPMA184S | Mtr,BrPwr,AuxPwr,1in,4x21-100A,8Aux,S4 | 135025000 | 122750000 | 10% | Thinh | 4.1 PM5000, PM8000, BCPM, GATEWAY
BCPMA224S | ADVANCED CIRCUIT POWER METER 24CTS, 18MM | 69921500 | 63565000 | 10% | Thinh | 4.1 PM5000, PM8000, BCPM, GATEWAY
BCPMA236S | ADVANCED CIRCUIT POWER METER 36CTS, 18MM | 97094800 | 88268000 | 10% | Thinh | 4.1 PM5000, PM8000, BCPM, GATEWAY
BCPMA242S | 18MM BCPM KW KWH 2 FEEDERS AND 42 CIRCUI | 75949500 | 69045000 | 10% | Thinh | 4.1 PM5000, PM8000, BCPM, GATEWAY
BCPMA248S | ADVANCED CIRCUIT POWER METER 48CTS, 18MM | 76074900 | 69159000 | 10% | Thinh | 4.1 PM5000, PM8000, BCPM, GATEWAY
BCPMA272S | ADVANCED CIRCUIT POWER METER 72CTS, 18MM | 109255300 | 99323000 | 10% | Thinh | 4.1 PM5000, PM8000, BCPM, GATEWAY
BCPMA284S | 18MM BCPM KW KWH 2 FEEDERS AND 84 CIRCUI | 144675300 | 131523000 | 10% | Thinh | 4.1 PM5000, PM8000, BCPM, GATEWAY
BCPMB042S | CIRCUIT CURRENT METER 42CTS, 19MM | 61912400 | 56284000 | 10% | Thinh | 4.1 PM5000, PM8000, BCPM, GATEWAY
BCPMB084 | BCPM 84 CIRCUIT METER POWER ON MAINS AMP | 89703900 | 81549000 | 10% | Thinh | 4.1 PM5000, PM8000, BCPM, GATEWAY
BCPMB084S | CIRCUIT CURRENT METER 84CTS, 19MM | 95252300 | 86593000 | 10% | Thinh | 4.1 PM5000, PM8000, BCPM, GATEWAY
BCPMB142S | CIRCUIT CURRENT METER 42CTS, 25MM | 63488700 | 57717000 | 10% | Thinh | 4.1 PM5000, PM8000, BCPM, GATEWAY
BCPMB184S | CIRCUIT CURRENT METER 84CTS, 25MM | 98037500 | 89125000 | 10% | Thinh | 4.1 PM5000, PM8000, BCPM, GATEWAY
BCPMB224S | INTERMEDIATE CIRCUIT PWR MTR 24CTS, 18MM | 69921500 | 63565000 | 10% | Thinh | 4.1 PM5000, PM8000, BCPM, GATEWAY
BCPMB236S | INTERMEDIATE CIRCUIT PWR MTR 36CTS, 18MM | 97094800 | 88268000 | 10% | Thinh | 4.1 PM5000, PM8000, BCPM, GATEWAY
BCPMB248S | INTERMEDIATE CIRCUIT PWR MTR 48CTS, 18MM | 103074400 | 93704000 | 10% | Thinh | 4.1 PM5000, PM8000, BCPM, GATEWAY
BCPMB272S | INTERMEDIATE CIRCUIT PWR MTR 72CTS, 18MM | 109255300 | 99323000 | 10% | Thinh | 4.1 PM5000, PM8000, BCPM, GATEWAY
BCPMB284S | 18MM BCPM KW KWH 2 FEEDERS AMP 84 CIRCUI | 144675300 | 131523000 | 10% | Thinh | 4.1 PM5000, PM8000, BCPM, GATEWAY
BCPMC042S | CIRCUIT CURRENT MONITOR 42CTS, 19MM | 61604400 | 56004000 | 10% | Thinh | 4.1 PM5000, PM8000, BCPM, GATEWAY
BCPMC084S | CIRCUIT CURRENT MONITOR 84CTS, 19MM | 94943200 | 86312000 | 10% | Thinh | 4.1 PM5000, PM8000, BCPM, GATEWAY
BCPMC142S | CIRCUIT CURRENT MONITOR 42CTS, 25MM | 62887000 | 57170000 | 10% | Thinh | 4.1 PM5000, PM8000, BCPM, GATEWAY
BCPMC184S | CIRCUIT CURRENT MONITOR 84CTS, 25MM | 115544000 | 105040000 | 10% | Thinh | 4.1 PM5000, PM8000, BCPM, GATEWAY
BCPMC236S | Mtr,BrCur,DIN,18mm,2x18-100A,4Aux,S4 | 96692200 | 87902000 | 10% | Thinh | 4.1 PM5000, PM8000, BCPM, GATEWAY
BCPMC272S | Mtr,BrCur,DIN,18mm,4x18-100A,8Aux,S4 | 108852700 | 98957000 | 10% | Thinh | 4.1 PM5000, PM8000, BCPM, GATEWAY
BCPMC284S | 18MM BCPM AMP 84 CIRCUITS | 144272700 | 131157000 | 10% | Thinh | 4.1 PM5000, PM8000, BCPM, GATEWAY
BCPMCOVERS | BCPM MCB Cover,S4 | 10723900 | 9749000 | 10% | Thinh | 4.1 PM5000, PM8000, BCPM, GATEWAY
BCPME042S | NetMtr,Br&AuxPwr,3/4in,2x21-100A,4Aux,S4 | 234152600 | 212866000 | 10% | Thinh | 4.1 PM5000, PM8000, BCPM, GATEWAY
BCPME084S | NetMtr,Br&AuxPwr,3/4in,4x21-100A,8Aux,S4 | 276796300 | 251633000 | 10% | Thinh | 4.1 PM5000, PM8000, BCPM, GATEWAY
BCPME142S | NetMtr,Br&AuxPwr,1in,2x21-100A,4Aux,S4 | 236845400 | 215314000 | 10% | Thinh | 4.1 PM5000, PM8000, BCPM, GATEWAY
BCPME184S | NetMtr,Br&AuxPwr,1in,4x21-100A,8Aux,S4 | 282176400 | 256524000 | 10% | Thinh | 4.1 PM5000, PM8000, BCPM, GATEWAY
BCPME224S | BCPM ETH 24x100A SOLID-CORE CT, 18MM | 222449700 | 202227000 | 10% | Thinh | 4.1 PM5000, PM8000, BCPM, GATEWAY
BCPME236S | BCPM ETH 36x100A SOLID-CORE CT, 18MM | 203534100 | 185031000 | 10% | Thinh | 4.1 PM5000, PM8000, BCPM, GATEWAY
BCPME242S | NetMtr,BrAxPwr,DIN18mm,2x21-100A,4Aux,S4 | 231067100 | 210061000 | 10% | Thinh | 4.1 PM5000, PM8000, BCPM, GATEWAY
BCPME248S | BCPM ETH 48x100A SOLID-CORE CT, 18MM | 188334300 | 171213000 | 10% | Thinh | 4.1 PM5000, PM8000, BCPM, GATEWAY
BCPME272S | BCPM ETH 72x100A SOLID-CORE CT, 18MM | 225040200 | 204582000 | 10% | Thinh | 4.1 PM5000, PM8000, BCPM, GATEWAY
BCPME284S | NetMtr,BrAxPwr,DIN18mm,4x21-100A,8Aux,S4 | 272411700 | 247647000 | 10% | Thinh | 4.1 PM5000, PM8000, BCPM, GATEWAY
BCPMSCA1S | Mtr,Br&AuxPwr,no CTs,2xAdptr only,S4 | 40866100 | 37151000 | 10% | Thinh | 4.1 PM5000, PM8000, BCPM, GATEWAY
BCPMSCA2S | Mtr,Br&AuxPwr,no CTs,4xAdptr only,S4 | 46435400 | 42214000 | 10% | Thinh | 4.1 PM5000, PM8000, BCPM, GATEWAY
BCPMSCA30S | CIRCUIT POWER METER 30 SC-CTs 50A | 81912600 | 74466000 | 10% | Thinh | 4.1 PM5000, PM8000, BCPM, GATEWAY
BCPMSCA42S | Mtr,Br&AuxPwr,42-50A-CTs,2xAdptr&Cbls,S4 | 96430400 | 87664000 | 10% | Thinh | 4.1 PM5000, PM8000, BCPM, GATEWAY
BCPMSCA60S | Mtr,Br&AuxPwr,60-50A-CTs,4xAdptr&Cbls,S4 | 134219800 | 122018000 | 10% | Thinh | 4.1 PM5000, PM8000, BCPM, GATEWAY
BCPMSCA84S | Mtr,Br&AuxPwr,84-50A-CTs,4xAdptr&Cbls,S4 | 158952200 | 144502000 | 10% | Thinh | 4.1 PM5000, PM8000, BCPM, GATEWAY
BCPMSCB1S | Mtr,BrCrAxPwr,no CTs,2xAdptr only,S4 | 5970800 | 5428000 | 10% | Thinh | 4.1 PM5000, PM8000, BCPM, GATEWAY
BCPMSCB2S | Mtr,BrCrAxPwr,no CTs,4xAdptr only,S4 | 65396100 | 59451000 | 10% | Thinh | 4.1 PM5000, PM8000, BCPM, GATEWAY
BCPMSCB30S | Mtr,BrCrAxPwr,30-50A-CTs,2xAdptr&Cbls,S4 | 116066500 | 105515000 | 10% | Thinh | 4.1 PM5000, PM8000, BCPM, GATEWAY
BCPMSCB42S | Mtr,BrCrAxPwr,42-50A-CTs,2xAdptr&Cbls,S4 | 101755500 | 92505000 | 10% | Thinh | 4.1 PM5000, PM8000, BCPM, GATEWAY
BCPMSCB60S | Mtr,BrCrAxPwr,60-50A-CTs,4xAdptr&Cbls,S4 | 141510600 | 128646000 | 10% | Thinh | 4.1 PM5000, PM8000, BCPM, GATEWAY
BCPMSCB84S | Mtr,BrCrAxPwr,84-50A-CTs,4xAdptr&Cbls,S4 | 167104300 | 151913000 | 10% | Thinh | 4.1 PM5000, PM8000, BCPM, GATEWAY
BCPMSCC1S | Mtr,BrCur,no CTs,2xAdptr only,S4 | 43320200 | 39382000 | 10% | Thinh | 4.1 PM5000, PM8000, BCPM, GATEWAY
BCPMSCC2S | CIRCUIT CURR MNITOR, PCB+4 ADAPT BD ONLY | 54439000 | 49490000 | 10% | Thinh | 4.1 PM5000, PM8000, BCPM, GATEWAY
BCPMSCC30S | Mtr,BrCur,30-50A-CTs,2xAdptr&Cbls,S4 | 85957300 | 78143000 | 10% | Thinh | 4.1 PM5000, PM8000, BCPM, GATEWAY
BCPMSCC42S | Mtr,BrCur,42-50A-CTs,2xAdptr&Cbls,S4 | 96893500 | 88085000 | 10% | Thinh | 4.1 PM5000, PM8000, BCPM, GATEWAY
BCPMSCC60S | Mtr,BrCur,60-50A-CTs,4xAdptr&Cbls,S4 | 141197100 | 128361000 | 10% | Thinh | 4.1 PM5000, PM8000, BCPM, GATEWAY
BCPMSCC84S | Mtr,BrCur,84-50A-CTs,4xAdptr&Cbls,S4 | 171483400 | 155894000 | 10% | Thinh | 4.1 PM5000, PM8000, BCPM, GATEWAY
BCPMSCCT0 | Branch CT,50A,Six Pack 6ft(1.8m) Lead,S4 | 9942900 | 9039000 | 10% | Thinh | 4.1 PM5000, PM8000, BCPM, GATEWAY
BCPMSCCT0R20 | Branch CT,50A,Six Pack 20ft(6m) Lead,S4 | 10606200 | 9642000 | 10% | Thinh | 4.1 PM5000, PM8000, BCPM, GATEWAY
BCPMSCCT1 | Branch CT,100A,SixPack 6ft(1.8m) Lead,S4 | 16628700 | 15117000 | 10% | Thinh | 4.1 PM5000, PM8000, BCPM, GATEWAY
BCPMSCCT1R20 | Branch CT,100A,Six Pack 20ft(6m) Lead,S4 | 29240200 | 26582000 | 10% | Thinh | 4.1 PM5000, PM8000, BCPM, GATEWAY
BCPMSCCT2 | QTY6X100ASPLITCORECT,4FT(1.2M)LEAD | 20247700 | 18407000 | 10% | Thinh | 4.1 PM5000, PM8000, BCPM, GATEWAY
BCPMSCCT3 | Branch CT,200A,Qty 1,6ft(1.8m) Lead,S4 | 12156100 | 11051000 | 10% | Thinh | 4.1 PM5000, PM8000, BCPM, GATEWAY
BCPMSCCT3R20 | BCPM 200 A 1 split core CTs, 6 m | 11557700 | 10507000 | 10% | Thinh | 4.1 PM5000, PM8000, BCPM, GATEWAY
BCPMSCE1S | BCPM ETH 42 SPLIT-CORE WITHOUT CABLE CT | 202591400 | 184174000 | 10% | Thinh | 4.1 PM5000, PM8000, BCPM, GATEWAY
BCPMSCE2S | BCPM ETH 84 SPLIT-CORE WITHOUT CABLE CT | 217508500 | 197735000 | 10% | Thinh | 4.1 PM5000, PM8000, BCPM, GATEWAY
BCPMSCE30S | BCPM E 30 CKT W/50A SPLIT CTS + 2 CABLES | 261152100 | 237411000 | 10% | Thinh | 4.1 PM5000, PM8000, BCPM, GATEWAY
BCPMSCE42S | BCPM ETH 42x50A SPLIT-CORE CT, 4' CABLE | 208079300 | 189163000 | 10% | Thinh | 4.1 PM5000, PM8000, BCPM, GATEWAY
BCPMSCE60S | BCPM E 60 CKT W/50A SPLIT CTS + 4 CABLES | 335672700 | 305157000 | 10% | Thinh | 4.1 PM5000, PM8000, BCPM, GATEWAY
BCPMSCE84S | BCPM ETH 84x50A SPLIT-CORE CT, 4' CABLE | 377223000 | 342930000 | 10% | Thinh | 4.1 PM5000, PM8000, BCPM, GATEWAY
CBL008 | BCPM FLAT RIBBON CABLE, QTY 1, 0.45 M | 1897500 | 1725000 | 10% | Thinh | 4.1 PM5000, PM8000, BCPM, GATEWAY
CBL016 | BCPM FLAT RIBBON CABLE, QTY 1, 1.2 M | 3009600 | 2736000 | 10% | Thinh | 4.1 PM5000, PM8000, BCPM, GATEWAY
CBL017 | FLAT RIBBON CABLE QUANTITY 1 FOR BCM OR | 2398000 | 2180000 | 10% | Thinh | 4.1 PM5000, PM8000, BCPM, GATEWAY
CBL018 | Cable,Ribbon,72 in,BCM | 3318700 | 3017000 | 10% | Thinh | 4.1 PM5000, PM8000, BCPM, GATEWAY
CBL019 | BCPM FLAT RIBBON CABLE, QTY 1, 2.4 M | 3081100 | 2801000 | 10% | Thinh | 4.1 PM5000, PM8000, BCPM, GATEWAY
CBL020 | BCPM FLAT RIBBON CABLE, QTY 1, 3 M | 3446300 | 3133000 | 10% | Thinh | 4.1 PM5000, PM8000, BCPM, GATEWAY
CBL021 | 240 BCM RIBBON CABLE W/ CONNECTORS | 6837600 | 6216000 | 10% | Thinh | 4.1 PM5000, PM8000, BCPM, GATEWAY
CBL022 | BCPM ROUND RIBBON CABLE, QTY 1, 1.2 M | 5032500 | 4575000 | 10% | Thinh | 4.1 PM5000, PM8000, BCPM, GATEWAY
CBL023 | BCPM ROUND RIBBON CABLE, QTY 1, 3 M | 8269800 | 7518000 | 10% | Thinh | 4.1 PM5000, PM8000, BCPM, GATEWAY
CBL024 | Cable,Round,50x28AWG,20ft (6m),BCPM CT | 12115400 | 11014000 | 10% | Thinh | 4.1 PM5000, PM8000, BCPM, GATEWAY
CBL031 | Round Ribbon cable for BCPM, 0.5 m | 3921500 | 3565000 | 10% | Thinh | 4.1 PM5000, PM8000, BCPM, GATEWAY
CBL033 | Cable,Round,50x28AWG,8ft (2.4m),BCM CT | 7214900 | 6559000 | 10% | Thinh | 4.1 PM5000, PM8000, BCPM, GATEWAY
METSECT5GA010 | SPLIT CORE CT, TYPE GA, BAR, 100A/5A | 8438100 | 7671000 | 10% | Thinh | 4.13 POWERTAG, A/V/iEM METER, CT, VARPLUSCAN/PFC, REACTOR
METSECT5GA015 | SPLIT CORE CT, TYPE GA, BAR, 150A/5A | 8438100 | 7671000 | 10% | Thinh | 4.13 POWERTAG, A/V/iEM METER, CT, VARPLUSCAN/PFC, REACTOR
METSECT5GA020 | SPLIT CORE CT, TYPE GA, BAR, 200A/5A | 8438100 | 7671000 | 10% | Thinh | 4.13 POWERTAG, A/V/iEM METER, CT, VARPLUSCAN/PFC, REACTOR
METSECT5GA025 | SPLIT CORE CT, TYPE GA, BAR, 250A/5A | 8438100 | 7671000 | 10% | Thinh | 4.13 POWERTAG, A/V/iEM METER, CT, VARPLUSCAN/PFC, REACTOR
METSECT5GA030 | SPLIT CORE CT, TYPE GA, BAR, 300A/5A | 8438100 | 7671000 | 10% | Thinh | 4.13 POWERTAG, A/V/iEM METER, CT, VARPLUSCAN/PFC, REACTOR
METSECT5GA040 | SPLIT CORE CT, TYPE GA, BAR, 400A/5A | 10904300 | 9913000 | 10% | Thinh | 4.13 POWERTAG, A/V/iEM METER, CT, VARPLUSCAN/PFC, REACTOR
METSECT5GD025 | SPLIT CORE CT, TYPE GD, BAR, 250A/5A | 9819700 | 8927000 | 10% | Thinh | 4.13 POWERTAG, A/V/iEM METER, CT, VARPLUSCAN/PFC, REACTOR
METSECT5GD030 | SPLIT CORE CT, TYPE GD, BAR, 300A/5A | 9819700 | 8927000 | 10% | Thinh | 4.13 POWERTAG, A/V/iEM METER, CT, VARPLUSCAN/PFC, REACTOR
METSECT5GD040 | SPLIT CORE CT, TYPE GD, BAR, 400A/5A | 11158400 | 10144000 | 10% | Thinh | 4.13 POWERTAG, A/V/iEM METER, CT, VARPLUSCAN/PFC, REACTOR
METSECT5GD050 | SPLIT CORE CT, TYPE GD, BAR, 500A/5A | 11158400 | 10144000 | 10% | Thinh | 4.13 POWERTAG, A/V/iEM METER, CT, VARPLUSCAN/PFC, REACTOR
METSECT5GD060 | SPLIT CORE CT, TYPE GD, BAR, 600A/5A | 11158400 | 10144000 | 10% | Thinh | 4.13 POWERTAG, A/V/iEM METER, CT, VARPLUSCAN/PFC, REACTOR
METSECT5GD075 | SPLIT CORE CT, TYPE GD, BAR, 750A/5A | 11158400 | 10144000 | 10% | Thinh | 4.13 POWERTAG, A/V/iEM METER, CT, VARPLUSCAN/PFC, REACTOR
METSECT5GD080 | SPLIT CORE CT, TYPE GD, BAR, 800A/5A | 11158400 | 10144000 | 10% | Thinh | 4.13 POWERTAG, A/V/iEM METER, CT, VARPLUSCAN/PFC, REACTOR
METSECT5GD100 | SPLIT CORE CT, TYPE GD, BAR, 1000A/5A | 11158400 | 10144000 | 10% | Thinh | 4.13 POWERTAG, A/V/iEM METER, CT, VARPLUSCAN/PFC, REACTOR
METSECT5GG025 | SPLIT CORE CT, TYPE GG, BAR, 250A/5A | 13435400 | 12214000 | 10% | Thinh | 4.13 POWERTAG, A/V/iEM METER, CT, VARPLUSCAN/PFC, REACTOR
METSECT5GG030 | SPLIT CORE CT, TYPE GG, BAR, 300A/5A | 13435400 | 12214000 | 10% | Thinh | 4.13 POWERTAG, A/V/iEM METER, CT, VARPLUSCAN/PFC, REACTOR
METSECT5GG040 | SPLIT CORE CT, TYPE GG, BAR, 400A/5A | 13435400 | 12214000 | 10% | Thinh | 4.13 POWERTAG, A/V/iEM METER, CT, VARPLUSCAN/PFC, REACTOR
METSECT5GG050 | SPLIT CORE CT, TYPE GG, BAR, 500A/5A | 14608000 | 13280000 | 10% | Thinh | 4.13 POWERTAG, A/V/iEM METER, CT, VARPLUSCAN/PFC, REACTOR
METSECT5GG060 | SPLIT CORE CT, TYPE GG, BAR, 600A/5A | 14608000 | 13280000 | 10% | Thinh | 4.13 POWERTAG, A/V/iEM METER, CT, VARPLUSCAN/PFC, REACTOR
METSECT5GG075 | SPLIT CORE CT, TYPE GG, BAR, 750A/5A | 14608000 | 13280000 | 10% | Thinh | 4.13 POWERTAG, A/V/iEM METER, CT, VARPLUSCAN/PFC, REACTOR
METSECT5GG080 | SPLIT CORE CT, TYPE GG, BAR, 800A/5A | 14608000 | 13280000 | 10% | Thinh | 4.13 POWERTAG, A/V/iEM METER, CT, VARPLUSCAN/PFC, REACTOR
METSECT5GG100 | SPLIT CORE CT, TYPE GG, BAR, 1000A/5A | 14608000 | 13280000 | 10% | Thinh | 4.13 POWERTAG, A/V/iEM METER, CT, VARPLUSCAN/PFC, REACTOR
METSECT5GG120 | SPLIT CORE CT, TYPE GG, BAR, 1200A/5A | 14608000 | 13280000 | 10% | Thinh | 4.13 POWERTAG, A/V/iEM METER, CT, VARPLUSCAN/PFC, REACTOR
METSECT5GG125 | SPLIT CORE CT, TYPE GG, BAR, 1250A/5A | 14608000 | 13280000 | 10% | Thinh | 4.13 POWERTAG, A/V/iEM METER, CT, VARPLUSCAN/PFC, REACTOR
METSECT5GG150 | SPLIT CORE CT, TYPE GG, BAR, 1500A/5A | 14608000 | 13280000 | 10% | Thinh | 4.13 POWERTAG, A/V/iEM METER, CT, VARPLUSCAN/PFC, REACTOR
METSECT5GJ100 | SPLIT CORE CT, TYPE GJ, BAR, 1000A/5A | 20681100 | 18801000 | 10% | Thinh | 4.13 POWERTAG, A/V/iEM METER, CT, VARPLUSCAN/PFC, REACTOR
METSECT5GJ120 | SPLIT CORE CT, TYPE GJ, BAR, 1200A/5A | 20681100 | 18801000 | 10% | Thinh | 4.13 POWERTAG, A/V/iEM METER, CT, VARPLUSCAN/PFC, REACTOR
METSECT5GJ150 | SPLIT CORE CT, TYPE GJ, BAR, 1500A/5A | 20681100 | 18801000 | 10% | Thinh | 4.13 POWERTAG, A/V/iEM METER, CT, VARPLUSCAN/PFC, REACTOR
METSECT5GJ160 | SPLIT CORE CT, TYPE GJ, BAR, 1600A/5A | 19853900 | 18049000 | 10% | Thinh | 4.13 POWERTAG, A/V/iEM METER, CT, VARPLUSCAN/PFC, REACTOR
METSECT5GJ200 | SPLIT CORE CT, TYPE GJ, BAR, 2000A/5A | 20681100 | 18801000 | 10% | Thinh | 4.13 POWERTAG, A/V/iEM METER, CT, VARPLUSCAN/PFC, REACTOR
METSECT5GJ250 | SPLIT CORE CT, TYPE GJ, BAR, 2500A/5A | 20681100 | 18801000 | 10% | Thinh | 4.13 POWERTAG, A/V/iEM METER, CT, VARPLUSCAN/PFC, REACTOR
METSECT5GJ300 | SPLIT CORE CT, TYPE GJ, BAR, 3000A/5A | 20681100 | 18801000 | 10% | Thinh | 4.13 POWERTAG, A/V/iEM METER, CT, VARPLUSCAN/PFC, REACTOR
METSECT5GJ400 | SPLIT CORE CT, TYPE GJ, BAR, 4000A/5A | 21121100 | 19201000 | 10% | Thinh | 4.13 POWERTAG, A/V/iEM METER, CT, VARPLUSCAN/PFC, REACTOR
METSECT5HA015 | SPLIT CORE CT, TYPE HA, CABLE, 150A/5A | 6832100 | 6211000 | 10% | Thinh | 4.13 POWERTAG, A/V/iEM METER, CT, VARPLUSCAN/PFC, REACTOR
METSECT5HA020 | SPLIT CORE CT, TYPE HA, CABLE, 200A/5A | 6832100 | 6211000 | 10% | Thinh | 4.13 POWERTAG, A/V/iEM METER, CT, VARPLUSCAN/PFC, REACTOR
METSECT5HA025 | SPLIT CORE CT, TYPE HA, CABLE, 250A/5A | 6986100 | 6351000 | 10% | Thinh | 4.13 POWERTAG, A/V/iEM METER, CT, VARPLUSCAN/PFC, REACTOR
METSECT5HD025 | SPLIT CORE CT, TYPE HD, CABLE, 250A/5A | 6856300 | 6233000 | 10% | Thinh | 4.13 POWERTAG, A/V/iEM METER, CT, VARPLUSCAN/PFC, REACTOR
METSECT5HD030 | SPLIT CORE CT, TYPE HD, CABLE, 300A/5A | 6856300 | 6233000 | 10% | Thinh | 4.13 POWERTAG, A/V/iEM METER, CT, VARPLUSCAN/PFC, REACTOR
METSECT5HD040 | SPLIT CORE CT, TYPE HD, CABLE, 400A/5A | 6856300 | 6233000 | 10% | Thinh | 4.13 POWERTAG, A/V/iEM METER, CT, VARPLUSCAN/PFC, REACTOR
METSECT5HD050 | SPLIT CORE CT, TYPE HD, CABLE, 500A/5A | 7961800 | 7238000 | 10% | Thinh | 4.13 POWERTAG, A/V/iEM METER, CT, VARPLUSCAN/PFC, REACTOR
METSECT5HG010 | SPLIT CORE CT, TYPE HG, CABLE, 100A/5A | 7005900 | 6369000 | 10% | Thinh | 4.13 POWERTAG, A/V/iEM METER, CT, VARPLUSCAN/PFC, REACTOR
METSECT5HG013 | SPLIT CORE CT, TYPE HG, CABLE, 125A/5A | 7005900 | 6369000 | 10% | Thinh | 4.13 POWERTAG, A/V/iEM METER, CT, VARPLUSCAN/PFC, REACTOR
METSECT5HG015 | SPLIT CORE CT, TYPE HG, CABLE, 150A/5A | 7005900 | 6369000 | 10% | Thinh | 4.13 POWERTAG, A/V/iEM METER, CT, VARPLUSCAN/PFC, REACTOR
METSECT5HG020 | SPLIT CORE CT, TYPE HG, CABLE, 200A/5A | 7005900 | 6369000 | 10% | Thinh | 4.13 POWERTAG, A/V/iEM METER, CT, VARPLUSCAN/PFC, REACTOR
METSECT5HG025 | SPLIT CORE CT, TYPE HG, CABLE, 250A/5A | 7005900 | 6369000 | 10% | Thinh | 4.13 POWERTAG, A/V/iEM METER, CT, VARPLUSCAN/PFC, REACTOR
METSECT5HG030 | SPLIT CORE CT, TYPE HG, CABLE, 300A/5A | 7005900 | 6369000 | 10% | Thinh | 4.13 POWERTAG, A/V/iEM METER, CT, VARPLUSCAN/PFC, REACTOR
METSECT5HG040 | SPLIT CORE CT, TYPE HG, CABLE, 400A/5A | 7005900 | 6369000 | 10% | Thinh | 4.13 POWERTAG, A/V/iEM METER, CT, VARPLUSCAN/PFC, REACTOR
METSECT5HG050 | SPLIT CORE CT, TYPE HG, CABLE, 500A/5A | 7005900 | 6369000 | 10% | Thinh | 4.13 POWERTAG, A/V/iEM METER, CT, VARPLUSCAN/PFC, REACTOR
METSECT5HG060 | SPLIT CORE CT, TYPE HG, CABLE, 600A/5A | 7005900 | 6369000 | 10% | Thinh | 4.13 POWERTAG, A/V/iEM METER, CT, VARPLUSCAN/PFC, REACTOR
METSECT5HJ030 | SPLIT CORE CT, TYPE HJ, CABLE, 300A/5A | 7927700 | 7207000 | 10% | Thinh | 4.13 POWERTAG, A/V/iEM METER, CT, VARPLUSCAN/PFC, REACTOR
METSECT5HJ040 | SPLIT CORE CT, TYPE HJ, CABLE, 400A/5A | 7927700 | 7207000 | 10% | Thinh | 4.13 POWERTAG, A/V/iEM METER, CT, VARPLUSCAN/PFC, REACTOR
METSECT5HJ050 | SPLIT CORE CT, TYPE HJ, CABLE, 500A/5A | 7927700 | 7207000 | 10% | Thinh | 4.13 POWERTAG, A/V/iEM METER, CT, VARPLUSCAN/PFC, REACTOR
METSECT5HJ060 | SPLIT CORE CT, TYPE HJ, CABLE, 600A/5A | 8209300 | 7463000 | 10% | Thinh | 4.13 POWERTAG, A/V/iEM METER, CT, VARPLUSCAN/PFC, REACTOR
METSECT5HJ075 | SPLIT CORE CT, TYPE HJ, CABLE, 750A/5A | 8209300 | 7463000 | 10% | Thinh | 4.13 POWERTAG, A/V/iEM METER, CT, VARPLUSCAN/PFC, REACTOR
METSECT5HJ080 | SPLIT CORE CT, TYPE HJ, CABLE, 800A/5A | 8209300 | 7463000 | 10% | Thinh | 4.13 POWERTAG, A/V/iEM METER, CT, VARPLUSCAN/PFC, REACTOR
METSECT5HM030 | SPLIT CORE CT, TYPE HM, CABLE, 300A/5A | 8554700 | 7777000 | 10% | Thinh | 4.13 POWERTAG, A/V/iEM METER, CT, VARPLUSCAN/PFC, REACTOR
METSECT5HM040 | SPLIT CORE CT, TYPE HM, CABLE, 400A/5A | 8554700 | 7777000 | 10% | Thinh | 4.13 POWERTAG, A/V/iEM METER, CT, VARPLUSCAN/PFC, REACTOR
METSECT5HM050 | SPLIT CORE CT, TYPE HM, CABLE, 500A/5A | 8554700 | 7777000 | 10% | Thinh | 4.13 POWERTAG, A/V/iEM METER, CT, VARPLUSCAN/PFC, REACTOR
METSECT5HM060 | SPLIT CORE CT, TYPE HM, CABLE, 600A/5A | 9278500 | 8435000 | 10% | Thinh | 4.13 POWERTAG, A/V/iEM METER, CT, VARPLUSCAN/PFC, REACTOR
METSECT5HM075 | SPLIT CORE CT, TYPE HM, CABLE, 750A/5A | 9278500 | 8435000 | 10% | Thinh | 4.13 POWERTAG, A/V/iEM METER, CT, VARPLUSCAN/PFC, REACTOR
METSECT5HM080 | SPLIT CORE CT, TYPE HM, CABLE, 800A/5A | 9278500 | 8435000 | 10% | Thinh | 4.13 POWERTAG, A/V/iEM METER, CT, VARPLUSCAN/PFC, REACTOR
METSECT5HP025 | SPLIT CORE CT, TYPE HP, CABLE, 250A/5A | 8897900 | 8089000 | 10% | Thinh | 4.13 POWERTAG, A/V/iEM METER, CT, VARPLUSCAN/PFC, REACTOR
METSECT5HP030 | SPLIT CORE CT, TYPE HP, CABLE, 300A/5A | 8897900 | 8089000 | 10% | Thinh | 4.13 POWERTAG, A/V/iEM METER, CT, VARPLUSCAN/PFC, REACTOR
METSECT5HP040 | SPLIT CORE CT, TYPE HP, CABLE, 400A/5A | 8897900 | 8089000 | 10% | Thinh | 4.13 POWERTAG, A/V/iEM METER, CT, VARPLUSCAN/PFC, REACTOR
METSECT5HP050 | SPLIT CORE CT, TYPE HP, CABLE, 500A/5A | 8897900 | 8089000 | 10% | Thinh | 4.13 POWERTAG, A/V/iEM METER, CT, VARPLUSCAN/PFC, REACTOR
METSECT5HP060 | SPLIT CORE CT, TYPE HP, CABLE, 600A/5A | 8897900 | 8089000 | 10% | Thinh | 4.13 POWERTAG, A/V/iEM METER, CT, VARPLUSCAN/PFC, REACTOR
METSECT5HP075 | SPLIT CORE CT, TYPE HP, CABLE, 750A/5A | 8897900 | 8089000 | 10% | Thinh | 4.13 POWERTAG, A/V/iEM METER, CT, VARPLUSCAN/PFC, REACTOR
METSECT5HP080 | SPLIT CORE CT, TYPE HP, CABLE, 800A/5A | 8897900 | 8089000 | 10% | Thinh | 4.13 POWERTAG, A/V/iEM METER, CT, VARPLUSCAN/PFC, REACTOR
METSECT5HP100 | SPLIT CORE CT, TYPE HP, CABLE, 1000A/5A | 8897900 | 8089000 | 10% | Thinh | 4.13 POWERTAG, A/V/iEM METER, CT, VARPLUSCAN/PFC, REACTOR
METSECTR25500 | CT,Rogowski,9.8 ,250mm,L,600V,5kA,S4 | 8543700 | 7767000 | 10% | Thinh | 4.13 POWERTAG, A/V/iEM METER, CT, VARPLUSCAN/PFC, REACTOR
METSECTR30500 | CT,Rogowski,12 ,300mm,L,600V,5kA,S4 | 7614200 | 6922000 | 10% | Thinh | 4.13 POWERTAG, A/V/iEM METER, CT, VARPLUSCAN/PFC, REACTOR
METSECTR46500 | CT,Rogowski,18 ,460mm,L,600V,5kA,S4 | 8488700 | 7717000 | 10% | Thinh | 4.13 POWERTAG, A/V/iEM METER, CT, VARPLUSCAN/PFC, REACTOR
METSECTR60500 | CT,Rogowski,24 ,600mm,L,600V,5kA,S4 | 8666900 | 7879000 | 10% | Thinh | 4.13 POWERTAG, A/V/iEM METER, CT, VARPLUSCAN/PFC, REACTOR
METSECTR90500 | CT,Rogowski,35 ,900mmL,600V,5kA,S4 | 17860700 | 16237000 | 10% | Thinh | 4.13 POWERTAG, A/V/iEM METER, CT, VARPLUSCAN/PFC, REACTOR
METSECTV25010 | LVCT SOLIDC 3IN1 RJ45 25MMCTR 100A 1-3V | 6031300 | 5483000 | 10% | Thinh | 4.13 POWERTAG, A/V/iEM METER, CT, VARPLUSCAN/PFC, REACTOR
METSECTV25013 | LVCT SOLIDC 3IN1 RJ45 25MMCTR 125A 1-3V | 6164400 | 5604000 | 10% | Thinh | 4.13 POWERTAG, A/V/iEM METER, CT, VARPLUSCAN/PFC, REACTOR
METSECTV25016 | LVCT SOLIDC 3IN1 RJ45 25MMCTR 160A1-3V | 6164400 | 5604000 | 10% | Thinh | 4.13 POWERTAG, A/V/iEM METER, CT, VARPLUSCAN/PFC, REACTOR
METSECTV29006 | LVCT SOLIDC 3IN1 RJ45 29MMCTR 60A 1-3V | 6230400 | 5664000 | 10% | Thinh | 4.13 POWERTAG, A/V/iEM METER, CT, VARPLUSCAN/PFC, REACTOR
METSECTV29010 | LVCT SOLIDC 3IN1 RJ45 29MMCTR 100A 1-3V | 6118200 | 5562000 | 10% | Thinh | 4.13 POWERTAG, A/V/iEM METER, CT, VARPLUSCAN/PFC, REACTOR
METSECTV29012 | LVCT SOLIDC 3IN1 RJ45 29MMCTR 120A 1-3V | 6230400 | 5664000 | 10% | Thinh | 4.13 POWERTAG, A/V/iEM METER, CT, VARPLUSCAN/PFC, REACTOR
METSECTV29013 | LVCT SOLIDC 3IN1 RJ45 29MMCTR 125A 1-3V | 6275500 | 5705000 | 10% | Thinh | 4.13 POWERTAG, A/V/iEM METER, CT, VARPLUSCAN/PFC, REACTOR
METSECTV29016 | LVCT SOLIDC 3IN1 RJ45 29MMCTR 160A 1-3V | 6453700 | 5867000 | 10% | Thinh | 4.13 POWERTAG, A/V/iEM METER, CT, VARPLUSCAN/PFC, REACTOR
METSECTV35006 | LVCT SOLIDC 3IN1 RJ45 35MMCTR 60A 1-3V | 5894900 | 5359000 | 10% | Thinh | 4.13 POWERTAG, A/V/iEM METER, CT, VARPLUSCAN/PFC, REACTOR
METSECTV35010 | LVCT SOLIDC 3IN1 RJ45 35MMCTR 100A 1-3V | 5591300 | 5083000 | 10% | Thinh | 4.13 POWERTAG, A/V/iEM METER, CT, VARPLUSCAN/PFC, REACTOR
METSECTV35015 | LVCT SOLIDC 3IN1 RJ45 35MMCTR 150A 1-3V | 5989500 | 5445000 | 10% | Thinh | 4.13 POWERTAG, A/V/iEM METER, CT, VARPLUSCAN/PFC, REACTOR
METSECTV35016 | LVCT SOLIDC 3IN1 RJ45 35MMCTR 160A 1-3V | 5878400 | 5344000 | 10% | Thinh | 4.13 POWERTAG, A/V/iEM METER, CT, VARPLUSCAN/PFC, REACTOR
METSECTV35020 | LVCT SOLIDC 3IN1 RJ45 35MMCTR 200A 1-3V | 6031300 | 5483000 | 10% | Thinh | 4.13 POWERTAG, A/V/iEM METER, CT, VARPLUSCAN/PFC, REACTOR
METSECTV35025 | LVCT SOLIDC 3IN1 RJ45 35MMCTR 250A 1-3V | 6218300 | 5653000 | 10% | Thinh | 4.13 POWERTAG, A/V/iEM METER, CT, VARPLUSCAN/PFC, REACTOR
METSECTV45025 | LVCT SOLIDC 3IN1 RJ45 45MMCTR 250A 1-3V | 6479000 | 5890000 | 10% | Thinh | 4.13 POWERTAG, A/V/iEM METER, CT, VARPLUSCAN/PFC, REACTOR
METSECTV45040 | LVCT SOLIDC 3IN1 RJ45 45MMCTR 400A 1-3V | 6718800 | 6108000 | 10% | Thinh | 4.13 POWERTAG, A/V/iEM METER, CT, VARPLUSCAN/PFC, REACTOR
METSECTV70080 | LVCT SOLIDC 3IN1 RJ45 70MMCTR 800A 1-3V | 9263100 | 8421000 | 10% | Thinh | 4.13 POWERTAG, A/V/iEM METER, CT, VARPLUSCAN/PFC, REACTOR
LVCT00050S | CT,Volt,Split-Core,Sz0,50A:0.333VAC,S4 | 3986400 | 3624000 | 10% | Thinh | 4.13 POWERTAG, A/V/iEM METER, CT, VARPLUSCAN/PFC, REACTOR
LVCT00101S | CT,Volt,Split Core,Sz1,100A:0.333VAC,S4 | 5709000 | 5190000 | 10% | Thinh | 4.13 POWERTAG, A/V/iEM METER, CT, VARPLUSCAN/PFC, REACTOR
LVCT00102S | CT,Volt,Split Core,Sz2,100A:0.333VAC,S4 | 12608200 | 11462000 | 10% | Thinh | 4.13 POWERTAG, A/V/iEM METER, CT, VARPLUSCAN/PFC, REACTOR
LVCT00201S | CT,Volt,Split Core,Sz1,200A:0.333VAC,S4 | 7353500 | 6685000 | 10% | Thinh | 4.13 POWERTAG, A/V/iEM METER, CT, VARPLUSCAN/PFC, REACTOR
LVCT00202S | CT,Volt,Split Core,Sz2,200A:0.333VAC,S4 | 14268100 | 12971000 | 10% | Thinh | 4.13 POWERTAG, A/V/iEM METER, CT, VARPLUSCAN/PFC, REACTOR
LVCT00302S | CT,Volt,Split-Core,Sz2,300A:0.333VAC,S4 | 14140500 | 12855000 | 10% | Thinh | 4.13 POWERTAG, A/V/iEM METER, CT, VARPLUSCAN/PFC, REACTOR
LVCT00403S | CT,Volt,Split Core,Sz3,400A:0.333VAC,S4 | 14933600 | 13576000 | 10% | Thinh | 4.13 POWERTAG, A/V/iEM METER, CT, VARPLUSCAN/PFC, REACTOR
LVCT00603S | CT,Volt,Split Core,Sz3,600A:0.333VAC,S4 | 14943500 | 13585000 | 10% | Thinh | 4.13 POWERTAG, A/V/iEM METER, CT, VARPLUSCAN/PFC, REACTOR
LVCT00803S | CT,Volt,Split Core,Sz3,800A:0.333VAC,S4 | 14907200 | 13552000 | 10% | Thinh | 4.13 POWERTAG, A/V/iEM METER, CT, VARPLUSCAN/PFC, REACTOR
LVCT00804S | CT,Volt,Split Core,Sz4,800A:0.333VAC,S4 | 16472500 | 14975000 | 10% | Thinh | 4.13 POWERTAG, A/V/iEM METER, CT, VARPLUSCAN/PFC, REACTOR
LVCT01004S | CT,Volt,Split Core,Sz4,1000A:0.333VAC,S4 | 17743000 | 16130000 | 10% | Thinh | 4.13 POWERTAG, A/V/iEM METER, CT, VARPLUSCAN/PFC, REACTOR
LVCT01204S | CT,Volt,Split Core,Sz4,1200A:0.333VAC,S4 | 17613200 | 16012000 | 10% | Thinh | 4.13 POWERTAG, A/V/iEM METER, CT, VARPLUSCAN/PFC, REACTOR
LVCT01604S | CT,Volt,Split Core,Sz4,1600A:0.333VAC,S4 | 17646200 | 16042000 | 10% | Thinh | 4.13 POWERTAG, A/V/iEM METER, CT, VARPLUSCAN/PFC, REACTOR
LVCT02004S | CT,Volt,Split Core,Sz4,2000A:0.333VAC,S4 | 17656100 | 16051000 | 10% | Thinh | 4.13 POWERTAG, A/V/iEM METER, CT, VARPLUSCAN/PFC, REACTOR
LVCT02404S | CT,Volt,Split Core,Sz4,2400A:0.333VAC,S4 | 17892600 | 16266000 | 10% | Thinh | 4.13 POWERTAG, A/V/iEM METER, CT, VARPLUSCAN/PFC, REACTOR
EBXA-USB-WIFI | WIFI USB KEY | 7280900 | 6619000 | 10% | Thinh | 4.1 PM5000, PM8000, BCPM, GATEWAY
EBXA-USB-ZIGBEE | ZIGBEE USB STICK | 8859400 | 8054000 | 10% | Thinh | 4.1 PM5000, PM8000, BCPM, GATEWAY
M6200A0A0B0A0A0R | ION6200, puerto RS485 | 31307100 | 28461000 | 10% | Thinh | 4.11 ION METER, VIGILOHM & ACCUSINE
M6200A0A0B0A0B0R | ION6200, RS485+salida impusos | 31768000 | 28880000 | 10% | Thinh | 4.11 ION METER, VIGILOHM & ACCUSINE
M6200A0A0B0A0B2R | 6200-I-P240-STCOM-PULSE-RMANSI-ALL PML | 69480400 | 63164000 | 10% | Thinh | 4.11 ION METER, VIGILOHM & ACCUSINE
M6200A0A0B0Z0A0N | ION6200 versi? mult?etro s/com | 21766800 | 19788000 | 10% | Thinh | 4.11 ION METER, VIGILOHM & ACCUSINE
M6200A0A0C0A0B0R | CENTRAL DE MEDIDA ION6200 | 32520400 | 29564000 | 10% | Thinh | 4.11 ION METER, VIGILOHM & ACCUSINE
METSEION7400 | ION7400 INTEGRATED DISPLAY METER | 71110600 | 64646000 | 10% | Thinh | 4.11 ION METER, VIGILOHM & ACCUSINE
M8650A0C0E5C7B1A | 8650-9/36S SOC-STD-60-FULL-DIO-RM 8650 | 174006800 | 158188000 | 10% | Thinh | 4.11 ION METER, VIGILOHM & ACCUSINE
M8650A0C0E5E1A0A | 8650-9/36S SOC-STD-50-ETH-NOIO 8650 PO | 156172500 | 141975000 | 10% | Thinh | 4.11 ION METER, VIGILOHM & ACCUSINE
M8650A0C0H6C7B0A | 8650-9/36S SOC-ALV-60-FULL-DIO 8650 PO | 202402200 | 184002000 | 10% | Thinh | 4.11 ION METER, VIGILOHM & ACCUSINE
M8650A0C0H6C7B1A | 8650-9/36S SOC-ALV-60-FULL-DIO-RM 8650 | 202402200 | 184002000 | 10% | Thinh | 4.11 ION METER, VIGILOHM & ACCUSINE
M8650A0C0H6E1A0A | 8650-9/36S SOC-ALV-60-ETH 8650 POWER M | 180679400 | 164254000 | 10% | Thinh | 4.11 ION METER, VIGILOHM & ACCUSINE
M8650A0C0H6E1B1A | 8650-9/36S SOC-ALV-60-ETH-RM-DIO 8650 | 190346200 | 173042000 | 10% | Thinh | 4.11 ION METER, VIGILOHM & ACCUSINE
M8650A0C0J6C7B1A | 8650-9/36S SOC-AUX-60-FULL-DIO 8650 PO | 204425100 | 185841000 | 10% | Thinh | 4.11 ION METER, VIGILOHM & ACCUSINE
M8650A0C0L5E1A0A | ION 86X0 Meter | 180842200 | 164402000 | 10% | Thinh | 4.11 ION METER, VIGILOHM & ACCUSINE
M8650A4C0H5C7B0A | 8650-FT21 BOP SWB-ALV-50-FULL-DIO 8650 | 228899000 | 208090000 | 10% | Thinh | 4.11 ION METER, VIGILOHM & ACCUSINE
M8650A4C0H5E1A0A | M8650 NETZANALYSATOR-ENERGIE-MESSGERï¿½T | 208915300 | 189923000 | 10% | Thinh | 4.11 ION METER, VIGILOHM & ACCUSINE
M8650A4C0H5E1B0A | 8650-FT21BOP-ALV-50-ETH-DIO 8650 POWE | 283809900 | 258009000 | 10% | Thinh | 4.11 ION METER, VIGILOHM & ACCUSINE
M8650A4C0H6E1A0A | 8650-FT21BOP-ALV-60-ETH 8650 POWER ME | 208908700 | 189917000 | 10% | Thinh | 4.11 ION METER, VIGILOHM & ACCUSINE
M8650A4C0H6E1A1A | 8650-FT21BOP-ALV-60-ETH-RM 8650 POWER | 208908700 | 189917000 | 10% | Thinh | 4.11 ION METER, VIGILOHM & ACCUSINE
M8650A4C0H6E1B0A | 8650-FT21BOP-ALV-60-ETH-DIO 8650 POWE | 215437200 | 195852000 | 10% | Thinh | 4.11 ION METER, VIGILOHM & ACCUSINE
M8650A4C0J5C7A0A | 8650-FT21BOP-HVAUX-50-CFUL 8650 POWER | 221284800 | 201168000 | 10% | Thinh | 4.11 ION METER, VIGILOHM & ACCUSINE
M8650A7C0E5E1A0A | SE8650-128MB-FT21SWB-PWR-50HZ-ETH | 201256000 | 182960000 | 10% | Thinh | 4.11 ION METER, VIGILOHM & ACCUSINE
M8650A7C0E6E1A0A | M8650A7C0E6E1A0A | 201256000 | 182960000 | 10% | Thinh | 4.11 ION METER, VIGILOHM & ACCUSINE
M8650A7C0H5C7A0A | M8650 NETZANALYSATOR-ENERGIE-MESSGERï¿½T | 209264000 | 190240000 | 10% | Thinh | 4.11 ION METER, VIGILOHM & ACCUSINE
M8650A7C0H5E1A0A | M8650 NETZANALYSATOR-ENERGIE-MESSGERï¿½T | 198128700 | 180117000 | 10% | Thinh | 4.11 ION METER, VIGILOHM & ACCUSINE
M8650A7C0H6C7A0A | 8650-FT21-ALV-60-FULL 8650 POWER METE | 209844800 | 190768000 | 10% | Thinh | 4.11 ION METER, VIGILOHM & ACCUSINE
M8650A7C0H6E1A0A | 8650-FT21-ALV-60-ETH 8650 POWER METER | 198122100 | 180111000 | 10% | Thinh | 4.11 ION METER, VIGILOHM & ACCUSINE
M8650B0C0E6C7A0A | 8650-9/36S SOC-STD-60-FULL-NOIO 8650 P | 159328400 | 144844000 | 10% | Thinh | 4.11 ION METER, VIGILOHM & ACCUSINE
M8650B0C0E6E1A1A | ION 86X0 Power Meter | 148100700 | 134637000 | 10% | Thinh | 4.11 ION METER, VIGILOHM & ACCUSINE
M8650B0C0H6E1A0A | 8650-9/36S SOC-ALV-60-ETH-NOIO 8650 PO | 145238500 | 132035000 | 10% | Thinh | 4.11 ION METER, VIGILOHM & ACCUSINE
M8650B4C0H5E1A0A | ION 86X0 Meter | 200842400 | 182584000 | 10% | Thinh | 4.11 ION METER, VIGILOHM & ACCUSINE
M8650B4C0H5E1B0A | 8650-FT21-BOP-ALV-50-ETH-DIO 8650 POW | 207370900 | 188519000 | 10% | Thinh | 4.11 ION METER, VIGILOHM & ACCUSINE
M8650B4C0H6C7A1A | M8650 POWER AND ENERGY METER | 211508000 | 192280000 | 10% | Thinh | 4.11 ION METER, VIGILOHM & ACCUSINE
M8650B7C0E5A0A0A | 8650-FT21-SWB-STD-50-SERIAL-NOIO 8650 P | 189630100 | 172391000 | 10% | Thinh | 4.11 ION METER, VIGILOHM & ACCUSINE
M8650B7C0H5E1A0A | 8650-FT21-ALV-50-ETH-NOIO 8650 POWER | 190060200 | 172782000 | 10% | Thinh | 4.11 ION METER, VIGILOHM & ACCUSINE
M8650B7C0H6E1A0A | M8650 POWER AND ENERGY METER | 190060200 | 172782000 | 10% | Thinh | 4.11 ION METER, VIGILOHM & ACCUSINE
M8650C0C0E5E1C1A | ION 86X0 Power Meter | 147132700 | 133757000 | 10% | Thinh | 4.11 ION METER, VIGILOHM & ACCUSINE
M8650C0C0E6E1A0A | ION8650 SERIE ENERGY METER | 139340300 | 126673000 | 10% | Thinh | 4.11 ION METER, VIGILOHM & ACCUSINE
M8650C0C0E6E1A1A | ION 8650 Meter | 139340300 | 126673000 | 10% | Thinh | 4.11 ION METER, VIGILOHM & ACCUSINE
M8650C0C0E6E1B0A | 8650-9/36S SOC-STD-60-ETH-DIO 8650 POW | 146547500 | 133225000 | 10% | Thinh | 4.11 ION METER, VIGILOHM & ACCUSINE
M8650C0C0H5C7B0A | 8650-9/36S SOC-ALV-50-FULL-DIO 8650 PO | 154888800 | 140808000 | 10% | Thinh | 4.11 ION METER, VIGILOHM & ACCUSINE
M8650C0C0H5E1A0A | M8650 POWER AND ENERGY METER | 136474800 | 124068000 | 10% | Thinh | 4.11 ION METER, VIGILOHM & ACCUSINE
M8650C0C0H5E1B1A | 8650-9/36S SOC-ALV-50-ETH-DIO-RM 8650 | 143682000 | 130620000 | 10% | Thinh | 4.11 ION METER, VIGILOHM & ACCUSINE
M8650C0C0H6E1A1A | 8650-9/36S SOC-ALV-60-ETH-RM 8650 POWE | 136471500 | 124065000 | 10% | Thinh | 4.11 ION METER, VIGILOHM & ACCUSINE
M8650C0C0J5E1A0A | 8650-9/36S SOC-AUX-60-ETH 8650 POWER M | 138186400 | 125624000 | 10% | Thinh | 4.11 ION METER, VIGILOHM & ACCUSINE
M8650C0C0J6C7A1A | 8650-9/36S SOC-HVAUX-60-FULL-RM 8650 P | 148811300 | 135283000 | 10% | Thinh | 4.11 ION METER, VIGILOHM & ACCUSINE
M8650C0C0K5A0A0A | M8650 POWER and ENERGY meter | 133035100 | 120941000 | 10% | Thinh | 4.11 ION METER, VIGILOHM & ACCUSINE
M8650C0C0K5E1A1A | 8650-9/36S SOC-ALV-50-ETH-RM 8650 POWE | 136202000 | 123820000 | 10% | Thinh | 4.11 ION METER, VIGILOHM & ACCUSINE
M8650C4C0E6E1B1A | ION8650 SERIE ENERGY METER | 202085400 | 183714000 | 10% | Thinh | 4.11 ION METER, VIGILOHM & ACCUSINE
M8650C4C0H5C7A0A | M8650 NETZANALYSATOR-ENERGIE-MESSGERï¿½T | 202743200 | 184312000 | 10% | Thinh | 4.11 ION METER, VIGILOHM & ACCUSINE
M8650C4C0H5E1A0A | M8650 POWER AND ENERGY METER | 192082000 | 174620000 | 10% | Thinh | 4.11 ION METER, VIGILOHM & ACCUSINE
M8650C4C0H5E1A1A | 8650-FT21-BOP-ALV-50-ETH-NOIO-RM 8650 | 192082000 | 174620000 | 10% | Thinh | 4.11 ION METER, VIGILOHM & ACCUSINE
M8650C4C0H6E1A0A | 8650-FT21-BOP-LVAUX-60-ETH 8650 POWER | 192082000 | 174620000 | 10% | Thinh | 4.11 ION METER, VIGILOHM & ACCUSINE
M8650C4C0J5E1A1A | 8650-FT21-BOP-HVAUX-50-ETH-RM 8650 PO | 196011200 | 178192000 | 10% | Thinh | 4.11 ION METER, VIGILOHM & ACCUSINE
M8650C7C0E5E1A0A | SE8650-32MB-FT21SWB-PWR-50HZ-ETH | 184423800 | 167658000 | 10% | Thinh | 4.11 ION METER, VIGILOHM & ACCUSINE
M8650C7C0H5C7A0A | M8650 NETZANALYSATOR-ENERGIE-MESSGERï¿½T | 192432900 | 174939000 | 10% | Thinh | 4.11 ION METER, VIGILOHM & ACCUSINE
M8650C7C0H5E1A0A | M8650 NETZANALYSATOR-ENERGIE-MESSGERï¿½T | 181295400 | 164814000 | 10% | Thinh | 4.11 ION METER, VIGILOHM & ACCUSINE
M8650C7C0H6E1A0A | 8650-FT21-ALV-60-ETH-NOIO 8650 POWER | 181289900 | 164809000 | 10% | Thinh | 4.11 ION METER, VIGILOHM & ACCUSINE
M8650C7C0H6E1B0A | 8650-FT21-ALV-50-ETH-DIO 8650 POWER M | 189952400 | 172684000 | 10% | Thinh | 4.11 ION METER, VIGILOHM & ACCUSINE
M8650A4C0H5A0A1A | ION8650 meter | 274166200 | 249242000 | 10% | Thinh | 4.11 ION METER, VIGILOHM & ACCUSINE
M8650C7C0J5A0B1A | ION8650 meter 32MB, FT21 cable, 277VAC/300VDC 50Hz, standard 3I+4O, password | 227074100 | 206431000 | 10% | Thinh | 4.11 ION METER, VIGILOHM & ACCUSINE
M8650C0C0E5E1A1A | Advanced meter, support sagl detect | 156323200 | 142112000 | 10% | Thinh | 4.11 ION METER, VIGILOHM & ACCUSINE
BLRBH250A300B40 | CAPACITOR BOX HDY 25/30 KVAR 400V | 16695800 | 15178000 | 10% | Thinh | 4.13 POWERTAG, A/V/iEM METER, CT, VARPLUSCAN/PFC, REACTOR
BLRBH250A300B52 | CAPACITOR BOX HDY 25/30KVAR 525V | 11905300 | 10823000 | 10% | Thinh | 4.13 POWERTAG, A/V/iEM METER, CT, VARPLUSCAN/PFC, REACTOR
BLRBH315A378B48 | CAPACITOR BOX HDY 31.5/37.8KVAR 480V | 22424600 | 20386000 | 10% | Thinh | 4.13 POWERTAG, A/V/iEM METER, CT, VARPLUSCAN/PFC, REACTOR
BLRBH400A480B52 | Capacitor Box HDY 40/48 kvar 525V | 23518000 | 21380000 | 10% | Thinh | 4.13 POWERTAG, A/V/iEM METER, CT, VARPLUSCAN/PFC, REACTOR
BLRBH417A500B40 | CAPACITOR BOX HDY 41.7/50 KVAR 400V | 27569300 | 25063000 | 10% | Thinh | 4.13 POWERTAG, A/V/iEM METER, CT, VARPLUSCAN/PFC, REACTOR
BLRBH417A500B48 | CAPACITOR BOX HDY 41.7/50 KVAR 480V | 21055100 | 19141000 | 10% | Thinh | 4.13 POWERTAG, A/V/iEM METER, CT, VARPLUSCAN/PFC, REACTOR
BLRBH500A000B40 | CAPACITOR BOX HDY 50/0 KVAR 400V | 27527500 | 25025000 | 10% | Thinh | 4.13 POWERTAG, A/V/iEM METER, CT, VARPLUSCAN/PFC, REACTOR
BLRBH500A000B44 | CAPACITOR BOX HDY 50/0 KVAR 440V | 20238900 | 18399000 | 10% | Thinh | 4.13 POWERTAG, A/V/iEM METER, CT, VARPLUSCAN/PFC, REACTOR
BLRBH619A000B48 | CAPACITOR BOX HDY 61.9/0 KVAR 480V | 19548100 | 17771000 | 10% | Thinh | 4.13 POWERTAG, A/V/iEM METER, CT, VARPLUSCAN/PFC, REACTOR
BLRBH680A000B48 | VarPlus Box HDuty 68kvar 480V 50Hz | 36664100 | 33331000 | 10% | Thinh | 4.13 POWERTAG, A/V/iEM METER, CT, VARPLUSCAN/PFC, REACTOR
BLRBH750A000B52 | VarPlus Box HDuty 75kvar 525V 50Hz | 36378100 | 33071000 | 10% | Thinh | 4.13 POWERTAG, A/V/iEM METER, CT, VARPLUSCAN/PFC, REACTOR
RE17LHBM | MAKE CONT TIMER | 1145100 | 1041000 | 10% | George | 3.6 IDSIG,IDMST: EASY LINE RELAYS, SIGN, POWER SUPPLIES, ACCESSORIES | Regional LT, should move to out of price book sheet
RE17LLBM | FLASHING TIMER | 1225400 | 1114000 | 10% | George | 3.6 IDSIG,IDMST: EASY LINE RELAYS, SIGN, POWER SUPPLIES, ACCESSORIES | Regional LT, should move to out of price book sheet
RE17RBMU | CALIBRATE TIMER | 984500 | 895000 | 10% | George | 3.6 IDSIG,IDMST: EASY LINE RELAYS, SIGN, POWER SUPPLIES, ACCESSORIES | Regional LT, should move to out of price book sheet
RE17RMJU | MULTI FUNCTION TIMER | 1383800 | 1258000 | 10% | George | 3.6 IDSIG,IDMST: EASY LINE RELAYS, SIGN, POWER SUPPLIES, ACCESSORIES | Regional LT, should move to out of price book sheet
RE17RMMWS | MULTI FUNCTION TIMER | 1332100 | 1211000 | 10% | George | 3.6 IDSIG,IDMST: EASY LINE RELAYS, SIGN, POWER SUPPLIES, ACCESSORIES | Regional LT, should move to out of price book sheet
RPM11E7 | Power relay 1 CO 48 V AC | 127600 | 116000 | 10% | George | 3.6 IDSIG,IDMST: EASY LINE RELAYS, SIGN, POWER SUPPLIES, ACCESSORIES | Regional LT, should move to out of price book sheet
RPM11F7 | Power relay 1 CO 120 V AC | 127600 | 116000 | 10% | George | 3.6 IDSIG,IDMST: EASY LINE RELAYS, SIGN, POWER SUPPLIES, ACCESSORIES | Regional LT, should move to out of price book sheet
RPM11FD | Power relay 1 CO 110 V DC | 137500 | 125000 | 10% | George | 3.6 IDSIG,IDMST: EASY LINE RELAYS, SIGN, POWER SUPPLIES, ACCESSORIES | Regional LT, should move to out of price book sheet
RPM11JD | Power relay 1 CO 12 V DC | 119900 | 109000 | 10% | George | 3.6 IDSIG,IDMST: EASY LINE RELAYS, SIGN, POWER SUPPLIES, ACCESSORIES | Regional LT, should move to out of price book sheet
RPM12B7 | Power relay 1 CO with LED 24 V AC | 157300 | 143000 | 10% | George | 3.6 IDSIG,IDMST: EASY LINE RELAYS, SIGN, POWER SUPPLIES, ACCESSORIES | Regional LT, should move to out of price book sheet
RPM12E7 | Power relay 1 CO with LED 48 V AC | 157300 | 143000 | 10% | George | 3.6 IDSIG,IDMST: EASY LINE RELAYS, SIGN, POWER SUPPLIES, ACCESSORIES | Regional LT, should move to out of price book sheet
RPM12F7 | Power relay 1 CO with LED 120 V AC | 157300 | 143000 | 10% | George | 3.6 IDSIG,IDMST: EASY LINE RELAYS, SIGN, POWER SUPPLIES, ACCESSORIES | Regional LT, should move to out of price book sheet
RPM12JD | Power relay 1 CO with LED 12 V DC | 159500 | 145000 | 10% | George | 3.6 IDSIG,IDMST: EASY LINE RELAYS, SIGN, POWER SUPPLIES, ACCESSORIES | Regional LT, should move to out of price book sheet
RPM21E7 | Power relay 2 CO 48 V AC | 180400 | 164000 | 10% | George | 3.6 IDSIG,IDMST: EASY LINE RELAYS, SIGN, POWER SUPPLIES, ACCESSORIES | Regional LT, should move to out of price book sheet
RPM21F7 | Power relay 2 CO 120 V AC | 180400 | 164000 | 10% | George | 3.6 IDSIG,IDMST: EASY LINE RELAYS, SIGN, POWER SUPPLIES, ACCESSORIES | Regional LT, should move to out of price book sheet
RPM21JD | Power relay 2 CO 12 V DC | 168300 | 153000 | 10% | George | 3.6 IDSIG,IDMST: EASY LINE RELAYS, SIGN, POWER SUPPLIES, ACCESSORIES | Regional LT, should move to out of price book sheet
RPM22F7 | Power relay 2 CO with LED 120 V AC | 211200 | 192000 | 10% | George | 3.6 IDSIG,IDMST: EASY LINE RELAYS, SIGN, POWER SUPPLIES, ACCESSORIES | Regional LT, should move to out of price book sheet
RPM22FD | Power relay 2 CO with LED 110 V DC | 242000 | 220000 | 10% | George | 3.6 IDSIG,IDMST: EASY LINE RELAYS, SIGN, POWER SUPPLIES, ACCESSORIES | Regional LT, should move to out of price book sheet
RPM31B7 | Power relay 3 CO 24 V AC | 248600 | 226000 | 10% | George | 3.6 IDSIG,IDMST: EASY LINE RELAYS, SIGN, POWER SUPPLIES, ACCESSORIES | Regional LT, should move to out of price book sheet
RPM31E7 | Power relay 3 CO 48 V AC | 248600 | 226000 | 10% | George | 3.6 IDSIG,IDMST: EASY LINE RELAYS, SIGN, POWER SUPPLIES, ACCESSORIES | Regional LT, should move to out of price book sheet
RPM31ED | Power relay 3 CO 48 V DC | 268400 | 244000 | 10% | George | 3.6 IDSIG,IDMST: EASY LINE RELAYS, SIGN, POWER SUPPLIES, ACCESSORIES | Regional LT, should move to out of price book sheet
RPM31F7 | Power relay 3 CO 120 V AC | 248600 | 226000 | 10% | George | 3.6 IDSIG,IDMST: EASY LINE RELAYS, SIGN, POWER SUPPLIES, ACCESSORIES | Regional LT, should move to out of price book sheet
RPM31FD | Power relay 3 CO 110 V DC | 268400 | 244000 | 10% | George | 3.6 IDSIG,IDMST: EASY LINE RELAYS, SIGN, POWER SUPPLIES, ACCESSORIES | Regional LT, should move to out of price book sheet
RPM31JD | Power relay 3 CO 12 V DC | 232100 | 211000 | 10% | George | 3.6 IDSIG,IDMST: EASY LINE RELAYS, SIGN, POWER SUPPLIES, ACCESSORIES | Regional LT, should move to out of price book sheet
RPM32E7 | Power relay 3 CO with LED 48 V AC | 278300 | 253000 | 10% | George | 3.6 IDSIG,IDMST: EASY LINE RELAYS, SIGN, POWER SUPPLIES, ACCESSORIES | Regional LT, should move to out of price book sheet
RPM32F7 | Power relay 3 CO with LED 120 V AC | 278300 | 253000 | 10% | George | 3.6 IDSIG,IDMST: EASY LINE RELAYS, SIGN, POWER SUPPLIES, ACCESSORIES | Regional LT, should move to out of price book sheet
RPM41E7 | Power relay 4 CO 48 V AC | 270600 | 246000 | 10% | George | 3.6 IDSIG,IDMST: EASY LINE RELAYS, SIGN, POWER SUPPLIES, ACCESSORIES | Regional LT, should move to out of price book sheet
RPM41F7 | Power relay 4 CO 120 V AC | 270600 | 246000 | 10% | George | 3.6 IDSIG,IDMST: EASY LINE RELAYS, SIGN, POWER SUPPLIES, ACCESSORIES | Regional LT, should move to out of price book sheet
RPM41JD | Power relay 4 CO 12 V DC | 270600 | 246000 | 10% | George | 3.6 IDSIG,IDMST: EASY LINE RELAYS, SIGN, POWER SUPPLIES, ACCESSORIES | Regional LT, should move to out of price book sheet
RPM42F7 | Power relay 4 CO with LED 120 V AC | 297000 | 270000 | 10% | George | 3.6 IDSIG,IDMST: EASY LINE RELAYS, SIGN, POWER SUPPLIES, ACCESSORIES | Regional LT, should move to out of price book sheet
RSB1A120E7 | PCB RELAY.1CO.48VAC | 151800 | 138000 | 10% | George | 3.6 IDSIG,IDMST: EASY LINE RELAYS, SIGN, POWER SUPPLIES, ACCESSORIES | Regional LT, should move to out of price book sheet
RSB1A160E7 | PCB RELAY.1CO.48VAC | 155100 | 141000 | 10% | George | 3.6 IDSIG,IDMST: EASY LINE RELAYS, SIGN, POWER SUPPLIES, ACCESSORIES | Regional LT, should move to out of price book sheet
RSB1A160RD | PCB RELAY.1CO.6VDC | 88000 | 80000 | 10% | George | 3.6 IDSIG,IDMST: EASY LINE RELAYS, SIGN, POWER SUPPLIES, ACCESSORIES | Regional LT, should move to out of price book sheet
RSB2A080F7 | PCB RELAY.2CO.120VAC | 202400 | 184000 | 10% | George | 3.6 IDSIG,IDMST: EASY LINE RELAYS, SIGN, POWER SUPPLIES, ACCESSORIES | Regional LT, should move to out of price book sheet
RSZL300 | LABEL | 6600 | 6000 | 10% | George | 3.6 IDSIG,IDMST: EASY LINE RELAYS, SIGN, POWER SUPPLIES, ACCESSORIES | Regional LT, should move to out of price book sheet
RXM021BN | Module varistor 24..60 V | 61600 | 56000 | 10% | George | 3.6 IDSIG,IDMST: EASY LINE RELAYS, SIGN, POWER SUPPLIES, ACCESSORIES | Regional LT, should move to out of price book sheet
RXM021FP | Module varistor 110 V | 61600 | 56000 | 10% | George | 3.6 IDSIG,IDMST: EASY LINE RELAYS, SIGN, POWER SUPPLIES, ACCESSORIES | Regional LT, should move to out of price book sheet
RXM021RB | Module varistor 240 V | 61600 | 56000 | 10% | George | 3.6 IDSIG,IDMST: EASY LINE RELAYS, SIGN, POWER SUPPLIES, ACCESSORIES | Regional LT, should move to out of price book sheet
RXM041BN7 | Module RC 24..60 V | 61600 | 56000 | 10% | George | 3.6 IDSIG,IDMST: EASY LINE RELAYS, SIGN, POWER SUPPLIES, ACCESSORIES | Regional LT, should move to out of price book sheet
RXM2AB1FD | Miniature relay 2 CO 110 V DC | 163900 | 149000 | 10% | George | 3.6 IDSIG,IDMST: EASY LINE RELAYS, SIGN, POWER SUPPLIES, ACCESSORIES | Regional LT, should move to out of price book sheet
RXM2AB2FD | Miniature relay 2 CO with LED 110 V DC | 188100 | 171000 | 10% | George | 3.6 IDSIG,IDMST: EASY LINE RELAYS, SIGN, POWER SUPPLIES, ACCESSORIES | Regional LT, should move to out of price book sheet
RXM3AB1E7 | Miniature relay 3 CO 48 V AC | 194700 | 177000 | 10% | George | 3.6 IDSIG,IDMST: EASY LINE RELAYS, SIGN, POWER SUPPLIES, ACCESSORIES | Regional LT, should move to out of price book sheet
RXM3AB1ED | Miniature relay 3 CO 48 V DC | 185900 | 169000 | 10% | George | 3.6 IDSIG,IDMST: EASY LINE RELAYS, SIGN, POWER SUPPLIES, ACCESSORIES | Regional LT, should move to out of price book sheet
RXM3AB1JD | Miniature relay 3 CO 12 V DC | 185900 | 169000 | 10% | George | 3.6 IDSIG,IDMST: EASY LINE RELAYS, SIGN, POWER SUPPLIES, ACCESSORIES | Regional LT, should move to out of price book sheet
RXM3AB2F7 | Miniature relay 3 CO with LED 120 V AC | 207900 | 189000 | 10% | George | 3.6 IDSIG,IDMST: EASY LINE RELAYS, SIGN, POWER SUPPLIES, ACCESSORIES | Regional LT, should move to out of price book sheet
RXZL420 | Marking label for socket (price in lot of 100pcs) | 4400 | 4000 | 10% | George | 3.6 IDSIG,IDMST: EASY LINE RELAYS, SIGN, POWER SUPPLIES, ACCESSORIES | Regional LT, should move to out of price book sheet
RXZL520 | Blank set of marker sPhuongps for relays | 171600 | 156000 | 10% | George | 3.6 IDSIG,IDMST: EASY LINE RELAYS, SIGN, POWER SUPPLIES, ACCESSORIES | Regional LT, should move to out of price book sheet
RXZS2 | Buss jumper 2 poles (price in lot of 100pcs) | 9900 | 9000 | 10% | George | 3.6 IDSIG,IDMST: EASY LINE RELAYS, SIGN, POWER SUPPLIES, ACCESSORIES | Regional LT, should move to out of price book sheet
RZM021RB | DIODE + GREEN LED | 220000 | 200000 | 10% | George | 3.6 IDSIG,IDMST: EASY LINE RELAYS, SIGN, POWER SUPPLIES, ACCESSORIES | Regional LT, should move to out of price book sheet
XACA201 | PUSHBUTTON STATION | 2299000 | 2090000 | 10% | George | 3.6 IDSIG,IDMST: EASY LINE RELAYS, SIGN, POWER SUPPLIES, ACCESSORIES | Regional LT, should move to out of price book sheet
XACA205 | PUSHBUTTON STATION | 2542100 | 2311000 | 10% | George | 3.6 IDSIG,IDMST: EASY LINE RELAYS, SIGN, POWER SUPPLIES, ACCESSORIES | Regional LT, should move to out of price book sheet
XACA2054 | PISTOL PENDANT STATION 2 PB + EMERGEN | 3273600 | 2976000 | 10% | George | 3.6 IDSIG,IDMST: EASY LINE RELAYS, SIGN, POWER SUPPLIES, ACCESSORIES | Regional LT, should move to out of price book sheet
XACA207 | PUSHBUTTON STATION | 2860000 | 2600000 | 10% | George | 3.6 IDSIG,IDMST: EASY LINE RELAYS, SIGN, POWER SUPPLIES, ACCESSORIES | Regional LT, should move to out of price book sheet
XACA2114 | PISTOL PENDANT STATION 2 PB + EMERGEN | 3126200 | 2842000 | 10% | George | 3.6 IDSIG,IDMST: EASY LINE RELAYS, SIGN, POWER SUPPLIES, ACCESSORIES | Regional LT, should move to out of price book sheet
XACA215 | PUSHBUTTON STATION | 2748900 | 2499000 | 10% | George | 3.6 IDSIG,IDMST: EASY LINE RELAYS, SIGN, POWER SUPPLIES, ACCESSORIES | Regional LT, should move to out of price book sheet
XACA217 | PUSHBUTTON STATION | 2949100 | 2681000 | 10% | George | 3.6 IDSIG,IDMST: EASY LINE RELAYS, SIGN, POWER SUPPLIES, ACCESSORIES | Regional LT, should move to out of price book sheet
XACA2174 | PISTOL PENDANT STATION 2 PB + EMERGEN | 3820300 | 3473000 | 10% | George | 3.6 IDSIG,IDMST: EASY LINE RELAYS, SIGN, POWER SUPPLIES, ACCESSORIES | Regional LT, should move to out of price book sheet
XACA27141 | PUSHBUTTON STATION | 4293300 | 3903000 | 10% | George | 3.6 IDSIG,IDMST: EASY LINE RELAYS, SIGN, POWER SUPPLIES, ACCESSORIES | Regional LT, should move to out of price book sheet
XALD112 | .1 PUSH BUTTON CONTROL BO | 568700 | 517000 | 10% | George | 3.6 IDSIG,IDMST: EASY LINE RELAYS, SIGN, POWER SUPPLIES, ACCESSORIES | Regional LT, should move to out of price book sheet
XALD363B | 2 PB + LIGHT CONT BOX | 1881000 | 1710000 | 10% | George | 3.6 IDSIG,IDMST: EASY LINE RELAYS, SIGN, POWER SUPPLIES, ACCESSORIES | Regional LT, should move to out of price book sheet
XB4BP61 | PUSHBUTTON | 443300 | 403000 | 10% | George | 3.6 IDSIG,IDMST: EASY LINE RELAYS, SIGN, POWER SUPPLIES, ACCESSORIES | Regional LT, should move to out of price book sheet
XB4BVG6 | 120 V LED PILOT LIGHT BOD | 559900 | 509000 | 10% | George | 3.6 IDSIG,IDMST: EASY LINE RELAYS, SIGN, POWER SUPPLIES, ACCESSORIES | Regional LT, should move to out of price book sheet
XB4BW31G5 | ILLUMINATED PUSHBUTTON | 712800 | 648000 | 10% | George | 3.6 IDSIG,IDMST: EASY LINE RELAYS, SIGN, POWER SUPPLIES, ACCESSORIES | Regional LT, should move to out of price book sheet
XB5AG61 | KEY SELECTOR SWITCH | 572000 | 520000 | 10% | George | 3.6 IDSIG,IDMST: EASY LINE RELAYS, SIGN, POWER SUPPLIES, ACCESSORIES | Regional LT, should move to out of price book sheet
XB5AVG6 | 121 V LED PILOT LIGHT BLUE | 297000 | 270000 | 10% | George | 3.6 IDSIG,IDMST: EASY LINE RELAYS, SIGN, POWER SUPPLIES, ACCESSORIES | Regional LT, should move to out of price book sheet
XB5AW36G5 | ILLUMINATED PUSHBUTTON | 515900 | 469000 | 10% | George | 3.6 IDSIG,IDMST: EASY LINE RELAYS, SIGN, POWER SUPPLIES, ACCESSORIES | Regional LT, should move to out of price book sheet
XD2GA8241 | JOYSTICK CONTROLLER | 4755300 | 4323000 | 10% | George | 3.6 IDSIG,IDMST: EASY LINE RELAYS, SIGN, POWER SUPPLIES, ACCESSORIES | Regional LT, should move to out of price book sheet
XD2GA8441 | JOYSTICK CONTROLLER | 5801400 | 5274000 | 10% | George | 3.6 IDSIG,IDMST: EASY LINE RELAYS, SIGN, POWER SUPPLIES, ACCESSORIES | Regional LT, should move to out of price book sheet
XD5PA12 | JOYSTICK CONTROLLER | 1696200 | 1542000 | 10% | George | 3.6 IDSIG,IDMST: EASY LINE RELAYS, SIGN, POWER SUPPLIES, ACCESSORIES | Regional LT, should move to out of price book sheet
XD5PA22 | JOYSTICK CONTROLLER | 1799600 | 1636000 | 10% | George | 3.6 IDSIG,IDMST: EASY LINE RELAYS, SIGN, POWER SUPPLIES, ACCESSORIES | Regional LT, should move to out of price book sheet
XVC4B4 | 24V,Pole,red,yel,grn,blue | 6326100 | 5751000 | 10% | George | 3.6 IDSIG,IDMST: EASY LINE RELAYS, SIGN, POWER SUPPLIES, ACCESSORIES | Regional LT, should move to out of price book sheet
XVC4M1 | TL40MM,STEADY LIGHT,100-240V | 8387500 | 7625000 | 10% | George | 3.6 IDSIG,IDMST: EASY LINE RELAYS, SIGN, POWER SUPPLIES, ACCESSORIES | Regional LT, should move to out of price book sheet
XVC4M3 | TL40MM,STEADY LIGHT,100-240V | 9864800 | 8968000 | 10% | George | 3.6 IDSIG,IDMST: EASY LINE RELAYS, SIGN, POWER SUPPLIES, ACCESSORIES | Regional LT, should move to out of price book sheet
XVC6B4 | INDICATING BANKS 60 mm | 8968300 | 8153000 | 10% | George | 3.6 IDSIG,IDMST: EASY LINE RELAYS, SIGN, POWER SUPPLIES, ACCESSORIES | Regional LT, should move to out of price book sheet
XVC6M3 | TL60MM,STEADY LIGHT,100-240V | 11467500 | 10425000 | 10% | George | 3.6 IDSIG,IDMST: EASY LINE RELAYS, SIGN, POWER SUPPLIES, ACCESSORIES | Regional LT, should move to out of price book sheet
XVC6M4 | TL60MM,STEADY LIGHT,100-240V | 12471800 | 11338000 | 10% | George | 3.6 IDSIG,IDMST: EASY LINE RELAYS, SIGN, POWER SUPPLIES, ACCESSORIES | Regional LT, should move to out of price book sheet
XVGB2T | TOWER LIGHT, 2 STAGE RG, 24V, LED, DRCT TUBE MNTG | 1844700 | 1677000 | 10% | George | 3.6 IDSIG,IDMST: EASY LINE RELAYS, SIGN, POWER SUPPLIES, ACCESSORIES | Regional LT, should move to out of price book sheet
XVGB4 | TOWER LIGHT, 4 STAGE RAGB, 24V, LED, TUBE MNTG W. L BRCKT | 2767600 | 2516000 | 10% | George | 3.6 IDSIG,IDMST: EASY LINE RELAYS, SIGN, POWER SUPPLIES, ACCESSORIES | Regional LT, should move to out of price book sheet
XVGB4S | TOWER LIGHT, 4 STAGE RAGB, 24V, LED, TUBE MNTG W. F BRCKT | 3352800 | 3048000 | 10% | George | 3.6 IDSIG,IDMST: EASY LINE RELAYS, SIGN, POWER SUPPLIES, ACCESSORIES | Regional LT, should move to out of price book sheet
XVGB4SH | TOWER LIGHT, 4 STAGE RAGB, 24V, LED, BUZ, TUBE MNTG W. FIX PLT | 3352800 | 3048000 | 10% | George | 3.6 IDSIG,IDMST: EASY LINE RELAYS, SIGN, POWER SUPPLIES, ACCESSORIES | Regional LT, should move to out of price book sheet
XVGB4SM | TOWER LIGHT, 4 STAGE RAGB, 24V, LED, BUZ, TUBE MNTG W. F BRCKT | 3656400 | 3324000 | 10% | George | 3.6 IDSIG,IDMST: EASY LINE RELAYS, SIGN, POWER SUPPLIES, ACCESSORIES | Regional LT, should move to out of price book sheet
XVMG2R6AGSSB | 120 V,W.BZR, LED, RED DISCHRG, AMBR, GRN | 3592600 | 3266000 | 10% | George | 3.6 IDSIG,IDMST: EASY LINE RELAYS, SIGN, POWER SUPPLIES, ACCESSORIES | Regional LT, should move to out of price book sheet
ZB4BG0 | SELEC TO R SWITCH HEAD KEYLOCK 3 POSITIO | 631400 | 574000 | 10% | George | 3.6 IDSIG,IDMST: EASY LINE RELAYS, SIGN, POWER SUPPLIES, ACCESSORIES | Regional LT, should move to out of price book sheet
ZB4BL7341 | METAL DOUBLE HEADED PUSHBUTTONS | 721600 | 656000 | 10% | George | 3.6 IDSIG,IDMST: EASY LINE RELAYS, SIGN, POWER SUPPLIES, ACCESSORIES | Regional LT, should move to out of price book sheet
ZB4BP2 | PUSHBUTTON OPERATOR HEAD | 331100 | 301000 | 10% | George | 3.6 IDSIG,IDMST: EASY LINE RELAYS, SIGN, POWER SUPPLIES, ACCESSORIES | Regional LT, should move to out of price book sheet
ZB4BP5 | PUSHBUTTON OPERATOR HEAD | 331100 | 301000 | 10% | George | 3.6 IDSIG,IDMST: EASY LINE RELAYS, SIGN, POWER SUPPLIES, ACCESSORIES | Regional LT, should move to out of price book sheet
ZB4BS944 | PUSHBUTTON, EMERGENCY SWITCHING OFF | 975700 | 887000 | 10% | George | 3.6 IDSIG,IDMST: EASY LINE RELAYS, SIGN, POWER SUPPLIES, ACCESSORIES | Regional LT, should move to out of price book sheet
ZB4BVG1 | 120 V LED PILOT LIGHT BOD | 476300 | 433000 | 10% | George | 3.6 IDSIG,IDMST: EASY LINE RELAYS, SIGN, POWER SUPPLIES, ACCESSORIES | Regional LT, should move to out of price book sheet
ZB4BVG3 | 120 V LED PILOT LIGHT BOD | 476300 | 433000 | 10% | George | 3.6 IDSIG,IDMST: EASY LINE RELAYS, SIGN, POWER SUPPLIES, ACCESSORIES | Regional LT, should move to out of price book sheet
ZB4BVG4 | 120 V LED PILOT LIGHT BOD | 476300 | 433000 | 10% | George | 3.6 IDSIG,IDMST: EASY LINE RELAYS, SIGN, POWER SUPPLIES, ACCESSORIES | Regional LT, should move to out of price book sheet
ZB4BVG5 | 120 V LED PILOT LIGHT BOD | 476300 | 433000 | 10% | George | 3.6 IDSIG,IDMST: EASY LINE RELAYS, SIGN, POWER SUPPLIES, ACCESSORIES | Regional LT, should move to out of price book sheet
ZB4BVG6 | 120 V LED PILOT LIGHT BOD | 476300 | 433000 | 10% | George | 3.6 IDSIG,IDMST: EASY LINE RELAYS, SIGN, POWER SUPPLIES, ACCESSORIES | Regional LT, should move to out of price book sheet
ZB4BW0G15 | 120 V LED ILLUMI. P.B BOD | 603900 | 549000 | 10% | George | 3.6 IDSIG,IDMST: EASY LINE RELAYS, SIGN, POWER SUPPLIES, ACCESSORIES | Regional LT, should move to out of price book sheet
ZB4BW0G35 | 120 V LED ILLUMI. P.B BOD | 603900 | 549000 | 10% | George | 3.6 IDSIG,IDMST: EASY LINE RELAYS, SIGN, POWER SUPPLIES, ACCESSORIES | Regional LT, should move to out of price book sheet
ZB4BW0G45 | 120 V LED ILLUMI. P.B BOD | 603900 | 549000 | 10% | George | 3.6 IDSIG,IDMST: EASY LINE RELAYS, SIGN, POWER SUPPLIES, ACCESSORIES | Regional LT, should move to out of price book sheet
ZB4BW0G55 | 120 V LED ILLUMI. P.B BOD | 603900 | 549000 | 10% | George | 3.6 IDSIG,IDMST: EASY LINE RELAYS, SIGN, POWER SUPPLIES, ACCESSORIES | Regional LT, should move to out of price book sheet
ZB4BW0G65 | 120 V LED ILLUMI. P.B BOD | 603900 | 549000 | 10% | George | 3.6 IDSIG,IDMST: EASY LINE RELAYS, SIGN, POWER SUPPLIES, ACCESSORIES | Regional LT, should move to out of price book sheet
ZB4BW0M15 | 230 V LED ILLUMI. P.B BOD | 815100 | 741000 | 10% | George | 3.6 IDSIG,IDMST: EASY LINE RELAYS, SIGN, POWER SUPPLIES, ACCESSORIES | Regional LT, should move to out of price book sheet
ZB4BW0M55 | 230 V LED ILLUMI. P.B BOD | 815100 | 741000 | 10% | George | 3.6 IDSIG,IDMST: EASY LINE RELAYS, SIGN, POWER SUPPLIES, ACCESSORIES | Regional LT, should move to out of price book sheet
ZB4BW0M65 | 230 V LED ILLUMI. P.B BOD | 815100 | 741000 | 10% | George | 3.6 IDSIG,IDMST: EASY LINE RELAYS, SIGN, POWER SUPPLIES, ACCESSORIES | Regional LT, should move to out of price book sheet
ZB5AG3 | SELEC TO R SWITCH HEAD KEYLOCK 3 POSITIO | 580800 | 528000 | 10% | George | 3.6 IDSIG,IDMST: EASY LINE RELAYS, SIGN, POWER SUPPLIES, ACCESSORIES | Regional LT, should move to out of price book sheet
ZB5AG6 | SELEC TO R SWITCH HEAD KEYLOCK 2 POSITIO | 556600 | 506000 | 10% | George | 3.6 IDSIG,IDMST: EASY LINE RELAYS, SIGN, POWER SUPPLIES, ACCESSORIES | Regional LT, should move to out of price book sheet
ZB5AJ5 | SELEC TO R SWITCH HEAD 3 POSITIONS DIAM | 350900 | 319000 | 10% | George | 3.6 IDSIG,IDMST: EASY LINE RELAYS, SIGN, POWER SUPPLIES, ACCESSORIES | Regional LT, should move to out of price book sheet
ZB5AVB1 | 24 V LED PILOT LIGHT BODY | 262900 | 239000 | 10% | George | 3.6 IDSIG,IDMST: EASY LINE RELAYS, SIGN, POWER SUPPLIES, ACCESSORIES | Regional LT, should move to out of price book sheet
ZB5AVB3 | 24 V LED PILOT LIGHT BODY | 262900 | 239000 | 10% | George | 3.6 IDSIG,IDMST: EASY LINE RELAYS, SIGN, POWER SUPPLIES, ACCESSORIES | Regional LT, should move to out of price book sheet
ZB5AVB4 | 24 V LED PILOT LIGHT BODY | 262900 | 239000 | 10% | George | 3.6 IDSIG,IDMST: EASY LINE RELAYS, SIGN, POWER SUPPLIES, ACCESSORIES | Regional LT, should move to out of price book sheet
ZB5AVB5 | 24 V LED PILOT LIGHT BODY | 262900 | 239000 | 10% | George | 3.6 IDSIG,IDMST: EASY LINE RELAYS, SIGN, POWER SUPPLIES, ACCESSORIES | Regional LT, should move to out of price book sheet
ZB5AVB6 | 24 V LED PILOT LIGHT BODY | 262900 | 239000 | 10% | George | 3.6 IDSIG,IDMST: EASY LINE RELAYS, SIGN, POWER SUPPLIES, ACCESSORIES | Regional LT, should move to out of price book sheet
ZB5AVG1 | 120 V LED PILOT LIGHT BOD | 294800 | 268000 | 10% | George | 3.6 IDSIG,IDMST: EASY LINE RELAYS, SIGN, POWER SUPPLIES, ACCESSORIES | Regional LT, should move to out of price book sheet
ZB5AVG3 | 1210 V LED PILOT LIGHT BO | 294800 | 268000 | 10% | George | 3.6 IDSIG,IDMST: EASY LINE RELAYS, SIGN, POWER SUPPLIES, ACCESSORIES | Regional LT, should move to out of price book sheet
ZB5AVG4 | 120 V LED PILOT LIGHT BOD | 294800 | 268000 | 10% | George | 3.6 IDSIG,IDMST: EASY LINE RELAYS, SIGN, POWER SUPPLIES, ACCESSORIES | Regional LT, should move to out of price book sheet
ZB5AVG5 | 120 V LED PILOT LIGHT BOD | 294800 | 268000 | 10% | George | 3.6 IDSIG,IDMST: EASY LINE RELAYS, SIGN, POWER SUPPLIES, ACCESSORIES | Regional LT, should move to out of price book sheet
ZB5AVM1 | 230 V LED PILOT LIGHT BOD | 334400 | 304000 | 10% | George | 3.6 IDSIG,IDMST: EASY LINE RELAYS, SIGN, POWER SUPPLIES, ACCESSORIES | Regional LT, should move to out of price book sheet
ZB5AVM3 | 230 V LED PILOT LIGHT BOD | 334400 | 304000 | 10% | George | 3.6 IDSIG,IDMST: EASY LINE RELAYS, SIGN, POWER SUPPLIES, ACCESSORIES | Regional LT, should move to out of price book sheet
ZB5AVM4 | 230 V LED PILOT LIGHT BOD | 334400 | 304000 | 10% | George | 3.6 IDSIG,IDMST: EASY LINE RELAYS, SIGN, POWER SUPPLIES, ACCESSORIES | Regional LT, should move to out of price book sheet
ZB5AVM5 | 230 V LED PILOT LIGHT BOD | 334400 | 304000 | 10% | George | 3.6 IDSIG,IDMST: EASY LINE RELAYS, SIGN, POWER SUPPLIES, ACCESSORIES | Regional LT, should move to out of price book sheet
ZB5AVM6 | 230 V LED PILOT LIGHT BOD | 334400 | 304000 | 10% | George | 3.6 IDSIG,IDMST: EASY LINE RELAYS, SIGN, POWER SUPPLIES, ACCESSORIES | Regional LT, should move to out of price book sheet
ZB5AW0B15 | 24 V LED ILLUMI. P.B BOD | 477400 | 434000 | 10% | George | 3.6 IDSIG,IDMST: EASY LINE RELAYS, SIGN, POWER SUPPLIES, ACCESSORIES | Regional LT, should move to out of price book sheet
ZB5AW0B65 | 24 V LED ILLUMI. P.B BODY | 477400 | 434000 | 10% | George | 3.6 IDSIG,IDMST: EASY LINE RELAYS, SIGN, POWER SUPPLIES, ACCESSORIES | Regional LT, should move to out of price book sheet
ZB5AW0G15 | 120 V LED ILLUMI. P.B BOD | 541200 | 492000 | 10% | George | 3.6 IDSIG,IDMST: EASY LINE RELAYS, SIGN, POWER SUPPLIES, ACCESSORIES | Regional LT, should move to out of price book sheet
ZB5AW0G35 | 120 V LED ILLUMI. P.B BOD | 541200 | 492000 | 10% | George | 3.6 IDSIG,IDMST: EASY LINE RELAYS, SIGN, POWER SUPPLIES, ACCESSORIES | Regional LT, should move to out of price book sheet
ZB5AW0G45 | 120 V LED ILLUMI. P.B BOD | 541200 | 492000 | 10% | George | 3.6 IDSIG,IDMST: EASY LINE RELAYS, SIGN, POWER SUPPLIES, ACCESSORIES | Regional LT, should move to out of price book sheet
ZB5AW0G55 | 120 V LED ILLUMI. P.B BOD | 541200 | 492000 | 10% | George | 3.6 IDSIG,IDMST: EASY LINE RELAYS, SIGN, POWER SUPPLIES, ACCESSORIES | Regional LT, should move to out of price book sheet
ZB5AW0M35 | 230 V LED ILLUMI. P.B BOD | 731500 | 665000 | 10% | George | 3.6 IDSIG,IDMST: EASY LINE RELAYS, SIGN, POWER SUPPLIES, ACCESSORIES | Regional LT, should move to out of price book sheet
ZB5AW0M45 | 230 V LED ILLUMI. P.B BOD | 731500 | 665000 | 10% | George | 3.6 IDSIG,IDMST: EASY LINE RELAYS, SIGN, POWER SUPPLIES, ACCESSORIES | Regional LT, should move to out of price book sheet
ZB5AW0M55 | 230 V LED ILLUMI. P.B BOD | 731500 | 665000 | 10% | George | 3.6 IDSIG,IDMST: EASY LINE RELAYS, SIGN, POWER SUPPLIES, ACCESSORIES | Regional LT, should move to out of price book sheet
ZB5AW0M65 | 230 V LED ILLUMI. P.B BOD | 731500 | 665000 | 10% | George | 3.6 IDSIG,IDMST: EASY LINE RELAYS, SIGN, POWER SUPPLIES, ACCESSORIES | Regional LT, should move to out of price book sheet
ZB5AW31 | ILLUMINATED PUSHBUTTON HE | 235400 | 214000 | 10% | George | 3.6 IDSIG,IDMST: EASY LINE RELAYS, SIGN, POWER SUPPLIES, ACCESSORIES | Regional LT, should move to out of price book sheet
ZB5AW33 | ILLUMINATED PUSHBUTTON HE | 235400 | 214000 | 10% | George | 3.6 IDSIG,IDMST: EASY LINE RELAYS, SIGN, POWER SUPPLIES, ACCESSORIES | Regional LT, should move to out of price book sheet
ZB5AW35 | ILLUMINATED PUSHBUTTON HE | 235400 | 214000 | 10% | George | 3.6 IDSIG,IDMST: EASY LINE RELAYS, SIGN, POWER SUPPLIES, ACCESSORIES | Regional LT, should move to out of price book sheet
HMIZSRTC1 | RTC battery set | 1226500 | 1115000 | 10% | Michael | 7.2 IDHMI: HUMAN MACHINE INTFC (HARMONY) | Regional LT, please move to Out of Price book sheet
VJDSUDTGAV62M | Vijeo Designer, Single license, XBTGT USB cable | 26638700 | 24217000 | 10% | Michael | 7.2 IDHMI: HUMAN MACHINE INTFC (HARMONY) | Regional LT, please move to Out of Price book sheet
ABL8BBU24400 | Battery control module, 24V, 40 A | 12375000 | 11250000 | 10% | Phuong | 3.2 IDMST, IDEUR: CONTROL, POWER SUPPLIES, ACCESSORIES | Regional LT, please move to Out of Price book sheet
ABL8BPK24A03 | Battery module, 24V, 3.2 Ah | 7920000 | 7200000 | 10% | Phuong | 3.2 IDMST, IDEUR: CONTROL, POWER SUPPLIES, ACCESSORIES | Regional LT, please move to Out of Price book sheet
ABL8BPK24A07 | Battery module, 24 V, 7 Ah | 8910000 | 8100000 | 10% | Phuong | 3.2 IDMST, IDEUR: CONTROL, POWER SUPPLIES, ACCESSORIES | Regional LT, please move to Out of Price book sheet
ABL8BPK24A12 | Battery module, 24 V, 12 Ah | 17644000 | 16040000 | 10% | Phuong | 3.2 IDMST, IDEUR: CONTROL, POWER SUPPLIES, ACCESSORIES | Regional LT, please move to Out of Price book sheet
SR2CBL01 | Programming cable for Zelio, RS232 | 2376000 | 2160000 | 10% | Phuong | 7.3 IDMST, IDCOM: OEM CONTROLLERS, SMART RELAYS, MOTION CONTROL, ACCESSORIES, ELIWELL (M171/M172) | Regional LT, please move to Out of Price book sheet
SR2COM01 | Zelio Logic Communication Module | 4389000 | 3990000 | 10% | Phuong | 7.3 IDMST, IDCOM: OEM CONTROLLERS, SMART RELAYS, MOTION CONTROL, ACCESSORIES, ELIWELL (M171/M172) | Regional LT, please move to Out of Price book sheet
SR2D201FU | 20 I/O, 120-240Vac, 12 inputs, 8 relay outputs, without clock | 4422000 | 4020000 | 10% | Phuong | 7.3 IDMST, IDCOM: OEM CONTROLLERS, SMART RELAYS, MOTION CONTROL, ACCESSORIES, ELIWELL (M171/M172) | Regional LT, please move to Out of Price book sheet
SR3B102BD | 10 I/O, 24Vdc, 6 inputs (including 4 analog), 4 transistor outputs, with clock | 4191000 | 3810000 | 10% | Phuong | 7.3 IDMST, IDCOM: OEM CONTROLLERS, SMART RELAYS, MOTION CONTROL, ACCESSORIES, ELIWELL (M171/M172) | Regional LT, please move to Out of Price book sheet
SR3MBU01BD | SR3 ModBus Slave Communications Module, with 24 VDC version only | 4356000 | 3960000 | 10% | Phuong | 7.3 IDMST, IDCOM: OEM CONTROLLERS, SMART RELAYS, MOTION CONTROL, ACCESSORIES, ELIWELL (M171/M172) | Regional LT, please move to Out of Price book sheet
SR3XT43BD | 14 pt Analog, 12Vdc, 8 inputs, 6 relay outputs | 3707000 | 3370000 | 10% | Phuong | 7.3 IDMST, IDCOM: OEM CONTROLLERS, SMART RELAYS, MOTION CONTROL, ACCESSORIES, ELIWELL (M171/M172) | Regional LT, please move to Out of Price book sheet
SR3XT61B | 6 pt Digital, 24Vac, 4 inputs, 2 relay outputs | 1342000 | 1220000 | 10% | Phuong | 7.3 IDMST, IDCOM: OEM CONTROLLERS, SMART RELAYS, MOTION CONTROL, ACCESSORIES, ELIWELL (M171/M172) | Regional LT, please move to Out of Price book sheet
TM221M16TG | CONTROLLER M221-24IO TR.SOURCE SPRING MODULAR | 7810000 | 7100000 | 10% | Phuong | 7.3 IDMST, IDCOM: OEM CONTROLLERS, SMART RELAYS, MOTION CONTROL, ACCESSORIES, ELIWELL (M171/M172) | Regional LT, please move to Out of Price book sheet
TM221ME16R | CONTROLLER M221-16IO RELAY ETHERNET MODULAR | 8690000 | 7900000 | 10% | Phuong | 7.3 IDMST, IDCOM: OEM CONTROLLERS, SMART RELAYS, MOTION CONTROL, ACCESSORIES, ELIWELL (M171/M172) | Regional LT, please move to Out of Price book sheet
TM221ME16TG | CONTROLLER M221-24IO TR.SOURCE ETH SPRING MODULAR | 8690000 | 7900000 | 10% | Phuong | 7.3 IDMST, IDCOM: OEM CONTROLLERS, SMART RELAYS, MOTION CONTROL, ACCESSORIES, ELIWELL (M171/M172) | Regional LT, please move to Out of Price book sheet
TM241C40U | CONTROLLER M241-40IO TR.SINK | 14850000 | 13500000 | 10% | Phuong | 7.3 IDMST, IDCOM: OEM CONTROLLERS, SMART RELAYS, MOTION CONTROL, ACCESSORIES, ELIWELL (M171/M172) | Regional LT, please move to Out of Price book sheet
TM3AQ2G | MODULE TM3-2 ANALOG OUTPUTS SPRING | 5148000 | 4680000 | 10% | Phuong | 7.3 IDMST, IDCOM: OEM CONTROLLERS, SMART RELAYS, MOTION CONTROL, ACCESSORIES, ELIWELL (M171/M172) | Regional LT, please move to Out of Price book sheet
TM3DI8A | MODULE TM3-8 INPUTS 120VAC | 2662000 | 2420000 | 10% | Phuong | 7.3 IDMST, IDCOM: OEM CONTROLLERS, SMART RELAYS, MOTION CONTROL, ACCESSORIES, ELIWELL (M171/M172) | Regional LT, please move to Out of Price book sheet
TM3DQ16TG | MODULE TM3-16 OUTPUTS TR.SOURCE SPRING | 3003000 | 2730000 | 10% | Phuong | 7.3 IDMST, IDCOM: OEM CONTROLLERS, SMART RELAYS, MOTION CONTROL, ACCESSORIES, ELIWELL (M171/M172) | Regional LT, please move to Out of Price book sheet
TM3DQ16UG | MODULE TM3-16 OUTPUTS TR.SINK SPRING | 2717000 | 2470000 | 10% | Phuong | 7.3 IDMST, IDCOM: OEM CONTROLLERS, SMART RELAYS, MOTION CONTROL, ACCESSORIES, ELIWELL (M171/M172) | Regional LT, please move to Out of Price book sheet
TM3DQ8TG | MODULE TM3-8 OUTPUTS TR.SOURCE SPRING | 2090000 | 1900000 | 10% | Phuong | 7.3 IDMST, IDCOM: OEM CONTROLLERS, SMART RELAYS, MOTION CONTROL, ACCESSORIES, ELIWELL (M171/M172) | Regional LT, please move to Out of Price book sheet
TMC2PACK01 | CARPhuongDGE M221-PACKAGING 2 ANALOG INPUTS | 2684000 | 2440000 | 10% | Phuong | 7.3 IDMST, IDCOM: OEM CONTROLLERS, SMART RELAYS, MOTION CONTROL, ACCESSORIES, ELIWELL (M171/M172) | Regional LT, please move to Out of Price book sheet
METSECT5DD125 | CT tropi. 1250 5 dual out. bars 34x84 | 3374800 | 3068000 | 10% | Thinh | 4.13 POWERTAG, A/V/iEM METER, CT, VARPLUSCAN/PFC, REACTOR | Regional LT, should move to out of price book sheet
METSECT5DH125 | CT tropi. 1250 5 dual out. bars 38x102 | 3964400 | 3604000 | 10% | Thinh | 4.13 POWERTAG, A/V/iEM METER, CT, VARPLUSCAN/PFC, REACTOR | Regional LT, should move to out of price book sheet
METSECT5DH150 | CT tropi. 1500 5 dual out. bars 38x102 | 4294400 | 3904000 | 10% | Thinh | 4.13 POWERTAG, A/V/iEM METER, CT, VARPLUSCAN/PFC, REACTOR | Regional LT, should move to out of price book sheet
FOR PARTNER COMMUNICATION
USED IN MASTER PRICE BOOK
FOR PARTNER COMMUNICATION
USED IN MASTER PRICE BOOK